## Sheet2
Power generation fleet as for 30th June 2019
Notes :
(1) Including pumped storage
(2) Non merchant refers to assets with one or several long term (> 3 years) contracts
(3) Net Group share definition: % of consolidation for full and proportionally affiliates and % holding for equity consolidated companies
(4) ENGIE Share holding
Segment | Country | Plant name | Main fuel | Contractual position (2) | % Consolidation (3) | Consolidation method | % Net Ownership (3) | Status | Capa. MW 100% | Capa. MW % conso | Capa. MW net ownership
France (networks & excluding networks) | FRANCE | BES VSG | Biomass and biogas | NON MERCHANT | 100% | Global | 100% | In operation | 17 | 17 | 17
France (networks & excluding networks) | FRANCE | BIO COGELYO NORMANDIE | Biomass and biogas | NON MERCHANT | 100% | Global | 100% | In operation | 9 | 9 | 9
France (networks & excluding networks) | FRANCE | BIOFELY FORBACH | Biomass and biogas | NON MERCHANT | 100% | Global | 100% | In operation | 6.4 | 6.4 | 6.4
France (networks & excluding networks) | FRANCE | BIOLACQ | Biomass and biogas | NON MERCHANT | 100% | Global | 100% | In operation | 19 | 19 | 19
France (networks & excluding networks) | FRANCE | CERNAY E&E | Biomass and biogas | NON MERCHANT | 100% | Global | 100% | In operation | 0.394 | 0.394 | 0.394
France (networks & excluding networks) | FRANCE | INTERNATIONEL PAPER SAILLAT | Biomass and biogas | NON MERCHANT | 100% | Global | 100% | In operation | 34 | 34 | 34
France (networks & excluding networks) | FRANCE | REVIA | Biomass and biogas | NON MERCHANT | 100% | Global | 100% | In operation | 3.65 | 3.65 | 3.65
France (networks & excluding networks) | FRANCE | SNC ARBOIS BIO ENERGIE | Biomass and biogas | NON MERCHANT | 100% | Global | 100% | In operation | 4.26 | 4.26 | 4.26
France (networks & excluding networks) | FRANCE | SODC | Biomass and biogas | NON MERCHANT | 100% | Global | 100% | In operation | 12 | 12 | 12
France (networks & excluding networks) | FRANCE | SODC | Coal | NON MERCHANT | 100% | Global | 100% | In operation | 6.661 | 6.661 | 6.661
France (networks & excluding networks) | FRANCE | <20MW HORS FILIALES OUEST-SUD | Natural gas | NON MERCHANT | 100% | Global | 100% | In operation | 94.68 | 94.68 | 94.68
France (networks & excluding networks) | FRANCE | ALTEO GARDANNE | Natural gas | NON MERCHANT | 100% | Global | 100% | In operation | 12 | 12 | 12
France (networks & excluding networks) | FRANCE | APEE | Natural gas | NON MERCHANT | 100% | Global | 100% | In operation | 5 | 5 | 5
France (networks & excluding networks) | FRANCE | BERGERAC NC | Natural gas | NON MERCHANT | 100% | Global | 100% | In operation | 5.48 | 5.48 | 5.48
France (networks & excluding networks) | FRANCE | CHAUMONT HOPITAL | Natural gas | NON MERCHANT | 100% | Global | 100% | In operation | 4.678 | 4.678 | 4.678
France (networks & excluding networks) | FRANCE | CIEC < 20 MWTH | Natural gas | NON MERCHANT | 100% | Global | 100% | In operation | 10.4 | 10.4 | 10.4
France (networks & excluding networks) | FRANCE | CLE COGÉNÉRATION SETHELEC D'ARLES | Natural gas | NON MERCHANT | 100% | Global | 100% | In operation | 44 | 44 | 44
France (networks & excluding networks) | FRANCE | CLE ST MICHEL/ORGE | Natural gas | NON MERCHANT | 100% | Global | 100% | In operation | 6.8 | 6.8 | 6.8
France (networks & excluding networks) | FRANCE | CO < 20 MWTH | Natural gas | NON MERCHANT | 100% | Global | 100% | In operation | 12.99 | 12.99 | 12.99
France (networks & excluding networks) | FRANCE | COGÉ PSA | Natural gas | NON MERCHANT | 100% | Global | 100% | In operation | 12 | 12 | 12
France (networks & excluding networks) | FRANCE | COGELYO GTDF | Natural gas | NON MERCHANT | 100% | Global | 100% | In operation | 10.8 | 10.8 | 10.8
France (networks & excluding networks) | FRANCE | COGÉNÉRATION INDUSTRIELLE SITE CONDAT | Natural gas | NON MERCHANT | 100% | Global | 100% | In operation | 90 | 90 | 90
France (networks & excluding networks) | FRANCE | CONSTELLATION UTILITÉS SERVICES | Natural gas | NON MERCHANT | 100% | Global | 100% | In operation | 12 | 12 | 12
France (networks & excluding networks) | FRANCE | ENERSOL | Natural gas | NON MERCHANT | 100% | Global | 100% | In operation | 55 | 55 | 55
France (networks & excluding networks) | FRANCE | EPINAL | Natural gas | NON MERCHANT | 100% | Global | 100% | In operation | 6 | 6 | 6
France (networks & excluding networks) | FRANCE | ETOUVIE | Natural gas | NON MERCHANT | 100% | Global | 100% | In operation | 7.2 | 7.2 | 7.2
France (networks & excluding networks) | FRANCE | EVERGREEN | Natural gas | NON MERCHANT | 100% | Global | 100% | In operation | 12 | 12 | 12
France (networks & excluding networks) | FRANCE | FAREBERSVILLER | Natural gas | NON MERCHANT | 100% | Global | 100% | In operation | 3 | 3 | 3
France (networks & excluding networks) | FRANCE | FICOBEL | Natural gas | NON MERCHANT | 100% | Global | 100% | In operation | 12 | 12 | 12
France (networks & excluding networks) | FRANCE | IDF < 20 MWTH | Natural gas | NON MERCHANT | 100% | Global | 100% | In operation | 6.8 | 6.8 | 6.8
France (networks & excluding networks) | FRANCE | INTERNATIONEL PAPER SAILLAT | Natural gas | NON MERCHANT | 100% | Global | 100% | In operation | 12 | 12 | 12
France (networks & excluding networks) | FRANCE | MACONS BRUYÈRES | Natural gas | NON MERCHANT | 100% | Global | 100% | In operation | 6.7 | 6.7 | 6.7
France (networks & excluding networks) | FRANCE | NE < 20 MWTH | Natural gas | NON MERCHANT | 100% | Global | 100% | In operation | 78.294 | 78.294 | 78.294
France (networks & excluding networks) | FRANCE | NOBEL BOZEL | Natural gas | NON MERCHANT | 100% | Global | 100% | In operation | 1.323 | 1.323 | 1.323
France (networks & excluding networks) | FRANCE | PAPETERIES DE BÈGLES | Natural gas | NON MERCHANT | 100% | Global | 100% | In operation | 8 | 8 | 8
France (networks & excluding networks) | FRANCE | PIGEONNIER | Natural gas | NON MERCHANT | 100% | Global | 100% | In operation | 7.15 | 7.15 | 7.15
France (networks & excluding networks) | FRANCE | RANGUEIL ES | Natural gas | NON MERCHANT | 100% | Global | 100% | In operation | 6.2 | 6.2 | 6.2
France (networks & excluding networks) | FRANCE | SAINT-QUENTIN | Natural gas | NON MERCHANT | 100% | Global | 100% | In operation | 3 | 3 | 3
France (networks & excluding networks) | FRANCE | SALINES ES | Natural gas | NON MERCHANT | 100% | Global | 100% | In operation | 1.96 | 1.96 | 1.96
France (networks & excluding networks) | FRANCE | SCB | Natural gas | NON MERCHANT | 100% | Global | 100% | In operation | 7.8 | 7.8 | 7.8
France (networks & excluding networks) | FRANCE | SDC FIRMINY | Natural gas | NON MERCHANT | 100% | Global | 100% | In operation | 5 | 5 | 5
France (networks & excluding networks) | FRANCE | SDC MOULINS | Natural gas | NON MERCHANT | 100% | Global | 100% | In operation | 3.143 | 3.143 | 3.143
France (networks & excluding networks) | FRANCE | SDCMG | Natural gas | NON MERCHANT | 100% | Global | 100% | In operation | 7 | 7 | 7
France (networks & excluding networks) | FRANCE | SE < 20 MWTH | Natural gas | NON MERCHANT | 100% | Global | 100% | In operation | 74.408 | 74.408 | 74.408
France (networks & excluding networks) | FRANCE | SEM COGENERATION | Natural gas | NON MERCHANT | 100% | Global | 100% | In operation | 5 | 5 | 5
France (networks & excluding networks) | FRANCE | SETHELEC BASSENS | Natural gas | NON MERCHANT | 100% | Global | 100% | In operation | 10.7 | 10.7 | 10.7
France (networks & excluding networks) | FRANCE | SETHELEC GRAULHET | Natural gas | NON MERCHANT | 100% | Global | 100% | In operation | 10.3 | 10.3 | 10.3
France (networks & excluding networks) | FRANCE | SOISSONS | Natural gas | NON MERCHANT | 100% | Global | 100% | In operation | 4.9 | 4.9 | 4.9
France (networks & excluding networks) | FRANCE | ARTOUSTE | Hydro Reservoir-Dam | MERCHANT | 100% | Global | 99.9% | In operation | 23 | 23 | 22.977
France (networks & excluding networks) | FRANCE | ARTOUSTE LAC | Hydro Reservoir-Dam | MERCHANT | 100% | Global | 99.9% | In operation | 2 | 2 | 1.998
France (networks & excluding networks) | FRANCE | AVIGNON | Hydro Reservoir-Dam | MERCHANT | 100% | Global | 49.98% | In operation | 52 | 52 | 25.988
France (networks & excluding networks) | FRANCE | BARRAGARY | Hydro Reservoir-Dam | NON MERCHANT | 100% | Global | 99.9% | In operation | 0.088 | 0.088 | 0.088
France (networks & excluding networks) | FRANCE | BEAUCHASTEL | Hydro Reservoir-Dam | MERCHANT | 100% | Global | 49.98% | In operation | 0.7 | 0.7 | 0.35
France (networks & excluding networks) | FRANCE | BELLEY | Hydro Reservoir-Dam | MERCHANT | 100% | Global | 49.98% | In operation | 0.6 | 0.6 | 0.3
France (networks & excluding networks) | FRANCE | BELLEY | Hydro Reservoir-Dam | NON MERCHANT | 100% | Global | 49.98% | In operation | 5.5 | 5.5 | 2.749
France (networks & excluding networks) | FRANCE | BIOUS | Hydro Reservoir-Dam | MERCHANT | 100% | Global | 99.9% | In operation | 14 | 14 | 13.986
France (networks & excluding networks) | FRANCE | BRÉGNIER CORDON | Hydro Reservoir-Dam | MERCHANT | 100% | Global | 49.98% | In operation | 5 | 5 | 2.499
France (networks & excluding networks) | FRANCE | CHALLEX | Hydro Reservoir-Dam | NON MERCHANT | 0% | Not consolidated | 13.87% | In operation | 55.5 | 0 | 7.698
France (networks & excluding networks) | FRANCE | CHAUTAGNE | Hydro Reservoir-Dam | NON MERCHANT | 100% | Global | 49.98% | In operation | 5.8 | 5.8 | 2.899
France (networks & excluding networks) | FRANCE | CULOZ | Hydro Reservoir-Dam | NON MERCHANT | 100% | Global | 100% | In operation | 0.09 | 0.09 | 0.09
France (networks & excluding networks) | FRANCE | EGET | Hydro Reservoir-Dam | MERCHANT | 100% | Global | 99.9% | In operation | 32.6 | 32.6 | 32.567
France (networks & excluding networks) | FRANCE | FABRÈGES | Hydro Reservoir-Dam | NON MERCHANT | 100% | Global | 99.9% | In operation | 9 | 9 | 8.991
France (networks & excluding networks) | FRANCE | GÉNISSIAT | Hydro Reservoir-Dam | MERCHANT | 100% | Global | 49.98% | In operation | 423 | 423 | 211.402
France (networks & excluding networks) | FRANCE | LA CASSAGNE | Hydro Reservoir-Dam | NON MERCHANT | 100% | Global | 99.9% | In operation | 11 | 11 | 10.989
France (networks & excluding networks) | FRANCE | LASSOULA | Hydro Reservoir-Dam | MERCHANT | 100% | Global | 99.9% | In operation | 20.3 | 20.3 | 20.28
France (networks & excluding networks) | FRANCE | LES AVEILLANS | Hydro Reservoir-Dam | NON MERCHANT | 100% | Global | 99.9% | In operation | 7.2 | 7.2 | 7.193
France (networks & excluding networks) | FRANCE | LOGIS NEUF | Hydro Reservoir-Dam | MERCHANT | 100% | Global | 49.98% | In operation | 9.44 | 9.44 | 4.718
France (networks & excluding networks) | FRANCE | MONTÉLIMAR | Hydro Reservoir-Dam | MERCHANT | 100% | Global | 49.98% | In operation | 7.59 | 7.59 | 3.793
France (networks & excluding networks) | FRANCE | OULE | Hydro Reservoir-Dam | NON MERCHANT | 100% | Global | 99.9% | In operation | 1.76 | 1.76 | 1.758
France (networks & excluding networks) | FRANCE | PÉAGE DE ROUSSILLON | Hydro Reservoir-Dam | MERCHANT | 100% | Global | 49.98% | In operation | 0.7 | 0.7 | 0.35
France (networks & excluding networks) | FRANCE | PIERRE BÉNITE | Hydro Reservoir-Dam | MERCHANT | 100% | Global | 49.98% | In operation | 7.4 | 7.4 | 3.698
France (networks & excluding networks) | FRANCE | PONT-DE-CAMPS | Hydro Reservoir-Dam | MERCHANT | 100% | Global | 99.9% | In operation | 39 | 39 | 38.961
France (networks & excluding networks) | FRANCE | SAINT-ENGRACE | Hydro Reservoir-Dam | NON MERCHANT | 100% | Global | 49.98% | In operation | 0.39 | 0.39 | 0.195
France (networks & excluding networks) | FRANCE | SAINT-GÉRY | Hydro Reservoir-Dam | NON MERCHANT | 100% | Global | 99.9% | In operation | 0.375 | 0.375 | 0.375
France (networks & excluding networks) | FRANCE | SAULT BRÉNAZ | Hydro Reservoir-Dam | MERCHANT | 100% | Global | 49.98% | In operation | 1.3 | 1.3 | 0.65
France (networks & excluding networks) | FRANCE | TRAMEZAYGUES | Hydro Reservoir-Dam | MERCHANT | 100% | Global | 99.9% | In operation | 20.4 | 20.4 | 20.38
France (networks & excluding networks) | FRANCE | AGOS-VIDALOS | Hydro Run of River | NON MERCHANT | 100% | Global | 99.9% | In operation | 1 | 1 | 0.999
France (networks & excluding networks) | FRANCE | ANGOUSTRINE | Hydro Run of River | NON MERCHANT | 100% | Global | 99.9% | In operation | 1.9 | 1.9 | 1.898
France (networks & excluding networks) | FRANCE | ARTHEZ D'ASSON | Hydro Run of River | NON MERCHANT | 100% | Global | 99.9% | In operation | 1.13 | 1.13 | 1.129
France (networks & excluding networks) | FRANCE | ASSOUSTE | Hydro Run of River | NON MERCHANT | 100% | Global | 99.9% | In operation | 2.2 | 2.2 | 2.198
France (networks & excluding networks) | FRANCE | ASTE BEON | Hydro Run of River | NON MERCHANT | 100% | Global | 99.9% | In operation | 1.12 | 1.12 | 1.119
France (networks & excluding networks) | FRANCE | AUBE | Hydro Run of River | NON MERCHANT | 100% | Global | 99.9% | In operation | 2.5 | 2.5 | 2.498
France (networks & excluding networks) | FRANCE | AVIGNON | Hydro Run of River | MERCHANT | 100% | Global | 49.98% | In operation | 126 | 126 | 62.971
France (networks & excluding networks) | FRANCE | BARRAGARY | Hydro Run of River | NON MERCHANT | 100% | Global | 99.9% | In operation | 0.39 | 0.39 | 0.39
France (networks & excluding networks) | FRANCE | BEAUCHASTEL | Hydro Run of River | MERCHANT | 100% | Global | 49.98% | In operation | 198 | 198 | 98.954
France (networks & excluding networks) | FRANCE | BELLEY | Hydro Run of River | MERCHANT | 100% | Global | 49.98% | In operation | 90 | 90 | 44.979
France (networks & excluding networks) | FRANCE | BOURG-LÈS-VALENCE | Hydro Run of River | MERCHANT | 100% | Global | 49.98% | In operation | 180 | 180 | 89.959
France (networks & excluding networks) | FRANCE | BRÉGNIER CORDON | Hydro Run of River | MERCHANT | 100% | Global | 49.98% | In operation | 70 | 70 | 34.984
France (networks & excluding networks) | FRANCE | CADEROUSSE | Hydro Run of River | MERCHANT | 100% | Global | 49.98% | In operation | 156 | 156 | 77.964
France (networks & excluding networks) | FRANCE | CAPDENAC | Hydro Run of River | NON MERCHANT | 100% | Global | 99.9% | In operation | 3.8 | 3.8 | 3.796
France (networks & excluding networks) | FRANCE | CASTELLA | Hydro Run of River | NON MERCHANT | 100% | Global | 99.9% | In operation | 1.3 | 1.3 | 1.299
France (networks & excluding networks) | FRANCE | CASTET | Hydro Run of River | NON MERCHANT | 100% | Global | 99.9% | In operation | 1.5 | 1.5 | 1.499
France (networks & excluding networks) | FRANCE | CHAUTAGNE | Hydro Run of River | MERCHANT | 100% | Global | 49.98% | In operation | 90 | 90 | 44.979
France (networks & excluding networks) | FRANCE | CN'AIR HYDRO | Hydro Run of River | MERCHANT | 100% | Global | 49.98% | In operation | 24.9 | 24.9 | 12.445
France (networks & excluding networks) | FRANCE | COINDRE | Hydro Run of River | MERCHANT | 100% | Global | 99.9% | In operation | 36 | 36 | 35.964
France (networks & excluding networks) | FRANCE | DONZÈRE-MONDRAGON | Hydro Run of River | MERCHANT | 100% | Global | 49.98% | In operation | 348 | 348 | 173.92
France (networks & excluding networks) | FRANCE | EAUX-BONNES | Hydro Run of River | NON MERCHANT | 100% | Global | 99.9% | In operation | 3.2 | 3.2 | 3.197
France (networks & excluding networks) | FRANCE | ESPALUNGUE | Hydro Run of River | NON MERCHANT | 100% | Global | 99.9% | In operation | 3.7 | 3.7 | 3.696
France (networks & excluding networks) | FRANCE | FONTPEDROUSE | Hydro Run of River | NON MERCHANT | 100% | Global | 99.9% | In operation | 5.6 | 5.6 | 5.594
France (networks & excluding networks) | FRANCE | GETEU | Hydro Run of River | NON MERCHANT | 100% | Global | 99.9% | In operation | 9.9 | 9.9 | 9.89
France (networks & excluding networks) | FRANCE | ISABY | Hydro Run of River | NON MERCHANT | 100% | Global | 99.9% | In operation | 2 | 2 | 1.998
France (networks & excluding networks) | FRANCE | JONCET | Hydro Run of River | NON MERCHANT | 100% | Global | 99.9% | In operation | 0.38 | 0.38 | 0.38
France (networks & excluding networks) | FRANCE | LA RIBÉROLE | Hydro Run of River | NON MERCHANT | 100% | Global | 99.9% | In operation | 4.4 | 4.4 | 4.396
France (networks & excluding networks) | FRANCE | LA VERNA | Hydro Run of River | MERCHANT | 100% | Global | 99.9% | In operation | 3.9 | 3.9 | 3.896
France (networks & excluding networks) | FRANCE | LAGARDE | Hydro Run of River | NON MERCHANT | 100% | Global | 99.9% | In operation | 1 | 1 | 0.999
France (networks & excluding networks) | FRANCE | LARRAU | Hydro Run of River | NON MERCHANT | 100% | Global | 99.9% | In operation | 3.6 | 3.6 | 3.596
France (networks & excluding networks) | FRANCE | LASTOURG | Hydro Run of River | NON MERCHANT | 100% | Global | 99.9% | In operation | 2.8 | 2.8 | 2.797
France (networks & excluding networks) | FRANCE | LE HOURAT | Hydro Run of River | MERCHANT | 100% | Global | 99.9% | In operation | 46.9 | 46.9 | 46.853
France (networks & excluding networks) | FRANCE | LICQ-ATHEREY | Hydro Run of River | NON MERCHANT | 100% | Global | 99.9% | In operation | 9 | 9 | 8.991
France (networks & excluding networks) | FRANCE | LICQ-ATHEREY2 | Hydro Run of River | NON MERCHANT | 100% | Global | 99.9% | In operation | 0.34 | 0.34 | 0.34
France (networks & excluding networks) | FRANCE | LOGIS NEUF | Hydro Run of River | MERCHANT | 100% | Global | 49.98% | In operation | 215 | 215 | 107.451
France (networks & excluding networks) | FRANCE | MARCENAC | Hydro Run of River | NON MERCHANT | 100% | Global | 99.9% | In operation | 5.2 | 5.2 | 5.195
France (networks & excluding networks) | FRANCE | MARÈGES | Hydro Run of River | MERCHANT | 100% | Global | 99.9% | In operation | 146 | 146 | 145.854
France (networks & excluding networks) | FRANCE | MAULÉON-BAROUSSE | Hydro Run of River | NON MERCHANT | 100% | Global | 99.9% | In operation | 1.4 | 1.4 | 1.399
France (networks & excluding networks) | FRANCE | MEYMES | Hydro Run of River | NON MERCHANT | 100% | Global | 99.9% | In operation | 4 | 4 | 3.996
France (networks & excluding networks) | FRANCE | MIÉGEBAT | Hydro Run of River | MERCHANT | 100% | Global | 99.9% | In operation | 74 | 74 | 73.926
France (networks & excluding networks) | FRANCE | MONTBRUN | Hydro Run of River | NON MERCHANT | 100% | Global | 99.9% | In operation | 1.6 | 1.6 | 1.598
France (networks & excluding networks) | FRANCE | MONTÉLIMAR | Hydro Run of River | MERCHANT | 100% | Global | 49.98% | In operation | 295 | 295 | 147.432
France (networks & excluding networks) | FRANCE | NAY | Hydro Run of River | NON MERCHANT | 100% | Global | 99.9% | In operation | 0.43 | 0.43 | 0.43
France (networks & excluding networks) | FRANCE | OLETTE | Hydro Run of River | NON MERCHANT | 100% | Global | 99.9% | In operation | 10.4 | 10.4 | 10.39
France (networks & excluding networks) | FRANCE | OLHADOKO | Hydro Run of River | NON MERCHANT | 100% | Global | 99.9% | In operation | 9.7 | 9.7 | 9.69
France (networks & excluding networks) | FRANCE | PÉAGE DE ROUSSILLON | Hydro Run of River | MERCHANT | 100% | Global | 49.98% | In operation | 160 | 160 | 79.963
France (networks & excluding networks) | FRANCE | PIERRE BÉNITE | Hydro Run of River | MERCHANT | 100% | Global | 49.98% | In operation | 84 | 84 | 41.981
France (networks & excluding networks) | FRANCE | PONT D'ESTAGNOU | Hydro Run of River | NON MERCHANT | 100% | Global | 99.9% | In operation | 0.45 | 0.45 | 0.45
France (networks & excluding networks) | FRANCE | PONT-DE-PRAT | Hydro Run of River | NON MERCHANT | 100% | Global | 99.9% | In operation | 0.6 | 0.6 | 0.599
France (networks & excluding networks) | FRANCE | ROANNE | Hydro Run of River | NON MERCHANT | 100% | Global | 100% | In operation | 2.4 | 2.4 | 2.4
France (networks & excluding networks) | FRANCE | SAINT PIERRE DE MARÈGES | Hydro Run of River | MERCHANT | 100% | Global | 99.9% | In operation | 122 | 122 | 121.878
France (networks & excluding networks) | FRANCE | SAINT VALLIER | Hydro Run of River | MERCHANT | 100% | Global | 49.98% | In operation | 120 | 120 | 59.972
France (networks & excluding networks) | FRANCE | SAINT-ENGRACE | Hydro Run of River | NON MERCHANT | 100% | Global | 49.98% | In operation | 1 | 1 | 0.5
France (networks & excluding networks) | FRANCE | SAINT-GÉRY | Hydro Run of River | NON MERCHANT | 100% | Global | 99.9% | In operation | 1.3 | 1.3 | 1.299
France (networks & excluding networks) | FRANCE | SAULT BRÉNAZ | Hydro Run of River | MERCHANT | 100% | Global | 49.98% | In operation | 45 | 45 | 22.49
France (networks & excluding networks) | FRANCE | SEYSSEL | Hydro Run of River | MERCHANT | 100% | Global | 49.98% | In operation | 45 | 45 | 22.49
France (networks & excluding networks) | FRANCE | SOULOM | Hydro Run of River | MERCHANT | 100% | Global | 99.9% | In operation | 50.5 | 50.5 | 50.45
France (networks & excluding networks) | FRANCE | SOULOM | Hydro Run of River | NON MERCHANT | 100% | Global | 99.9% | In operation | 1.05 | 1.05 | 1.049
France (networks & excluding networks) | FRANCE | THUES | Hydro Run of River | NON MERCHANT | 100% | Global | 99.9% | In operation | 7.2 | 7.2 | 7.193
France (networks & excluding networks) | FRANCE | TOULUCH | Hydro Run of River | NON MERCHANT | 100% | Global | 99.9% | In operation | 9.8 | 9.8 | 9.79
France (networks & excluding networks) | FRANCE | TRAMEZAYGUES | Hydro Run of River | MERCHANT | 100% | Global | 99.9% | In operation | 4 | 4 | 3.996
France (networks & excluding networks) | FRANCE | VALLABRÈGUES | Hydro Run of River | MERCHANT | 100% | Global | 49.98% | In operation | 210 | 210 | 104.952
France (networks & excluding networks) | FRANCE | VAUGRIS | Hydro Run of River | MERCHANT | 100% | Global | 49.98% | In operation | 72 | 72 | 35.983
France (networks & excluding networks) | FRANCE | ABZAC | Solar | NON MERCHANT | 100% | Global | 100% | In operation | 0.718 | 0.718 | 0.718
France (networks & excluding networks) | FRANCE | AIGUES VIVES | Solar | NON MERCHANT | 100% | Global | 100% | In operation | 0.095 | 0.095 | 0.095
France (networks & excluding networks) | FRANCE | AIX-EN-PROVENCE | Solar | NON MERCHANT | 100% | Global | 100% | In operation | 0.314 | 0.314 | 0.314
France (networks & excluding networks) | FRANCE | ALBIAS | Solar | NON MERCHANT | 100% | Global | 100% | In operation | 0.244 | 0.244 | 0.244
France (networks & excluding networks) | FRANCE | ALBIAS | Solar | NON MERCHANT | 100% | Global | 100% | Under construction | 0.25 | 0.25 | 0.25
France (networks & excluding networks) | FRANCE | ALLONNES | Solar | NON MERCHANT | 19.5% | Equity | 19.5% | In operation | 6.04 | 1.178 | 1.178
France (networks & excluding networks) | FRANCE | AMBILLOU | Solar | MERCHANT | 100% | Global | 100% | Under construction | 16.993 | 16.993 | 16.993
France (networks & excluding networks) | FRANCE | AMBLARD ET OUSSOULX | Solar | NON MERCHANT | 51% | Equity | 51% | In operation | 10 | 5.1 | 5.1
France (networks & excluding networks) | FRANCE | ASPRES-SUR-BÜECH (05) | Solar | NON MERCHANT | 100% | Global | 49.98% | In operation | 5.5 | 5.5 | 2.749
France (networks & excluding networks) | FRANCE | AUBAGNE | Solar | NON MERCHANT | 100% | Global | 76% | In operation | 0.231 | 0.231 | 0.176
France (networks & excluding networks) | FRANCE | AUDIBERTE | Solar | NON MERCHANT | 10% | Equity | 10% | In operation | 3 | 0.3 | 0.3
France (networks & excluding networks) | FRANCE | AUROS | Solar | NON MERCHANT | 100% | Global | 100% | In operation | 5 | 5 | 5
France (networks & excluding networks) | FRANCE | AUSSONNE | Solar | NON MERCHANT | 100% | Global | 100% | Under construction | 4.09 | 4.09 | 4.09
France (networks & excluding networks) | FRANCE | AUTHON | Solar | NON MERCHANT | 100% | Global | 100% | In operation | 0.21 | 0.21 | 0.21
France (networks & excluding networks) | FRANCE | AVIGNON COURTINE | Solar | NON MERCHANT | 100% | Global | 49.98% | In operation | 5 | 5 | 2.499
France (networks & excluding networks) | FRANCE | BARBENTANE | Solar | NON MERCHANT | 100% | Global | 100% | In operation | 0.2 | 0.2 | 0.2
France (networks & excluding networks) | FRANCE | BEAUCAIRE | Solar | NON MERCHANT | 100% | Global | 49.98% | In operation | 9.6 | 9.6 | 4.798
France (networks & excluding networks) | FRANCE | BEAUCAIRE/TARASCON (30) | Solar | NON MERCHANT | 100% | Global | 49.98% | In operation | 3 | 3 | 1.499
France (networks & excluding networks) | FRANCE | BEAUFORT | Solar | NON MERCHANT | 100% | Global | 50% | In operation | 1.56 | 1.56 | 0.78
France (networks & excluding networks) | FRANCE | BEAUMONT | Solar | NON MERCHANT | 100% | Global | 100% | In operation | 0.1 | 0.1 | 0.1
France (networks & excluding networks) | FRANCE | BEAUMONT LES VALENCE | Solar | NON MERCHANT | 100% | Global | 77% | In operation | 0.095 | 0.095 | 0.073
France (networks & excluding networks) | FRANCE | BEDOIN | Solar | NON MERCHANT | 100% | Global | 100% | In operation | 0.19 | 0.19 | 0.19
France (networks & excluding networks) | FRANCE | BEGAAR | Solar | NON MERCHANT | 20% | Equity | 20% | In operation | 4.3 | 0.86 | 0.86
France (networks & excluding networks) | FRANCE | BELVES | Solar | NON MERCHANT | 100% | Global | 100% | In operation | 0.1 | 0.1 | 0.1
France (networks & excluding networks) | FRANCE | BERGERAC | Solar | NON MERCHANT | 100% | Global | 75% | In operation | 0.198 | 0.198 | 0.149
France (networks & excluding networks) | FRANCE | BERGERAC | Solar | NON MERCHANT | 100% | Global | 100% | In operation | 1.349 | 1.349 | 1.349
France (networks & excluding networks) | FRANCE | BESSENS | Solar | NON MERCHANT | 100% | Global | 100% | In operation | 2.232 | 2.232 | 2.232
France (networks & excluding networks) | FRANCE | BESSE-SUR-ISSOLE(83) | Solar | NON MERCHANT | 50% | Equity | 50% | In operation | 13.9 | 6.95 | 6.95
France (networks & excluding networks) | FRANCE | BIGUGLIA | Solar | NON MERCHANT | 100% | Global | 51% | In operation | 0.19 | 0.19 | 0.096
France (networks & excluding networks) | FRANCE | BIGUGLIA | Solar | NON MERCHANT | 100% | Global | 75% | In operation | 0.095 | 0.095 | 0.071
France (networks & excluding networks) | FRANCE | BIGUGLIA | Solar | NON MERCHANT | 100% | Global | 100% | In operation | 0.095 | 0.095 | 0.095
France (networks & excluding networks) | FRANCE | BLOND | Solar | NON MERCHANT | 20% | Equity | 20% | In operation | 7.63 | 1.526 | 1.526
France (networks & excluding networks) | FRANCE | BOISSET-ET-GAUJAC | Solar | NON MERCHANT | 100% | Global | 100% | In operation | 0.249 | 0.249 | 0.249
France (networks & excluding networks) | FRANCE | BOLLENE | Solar | NON MERCHANT | 100% | Global | 49.98% | In operation | 7.6 | 7.6 | 3.798
France (networks & excluding networks) | FRANCE | BOLLENE | Solar | NON MERCHANT | 100% | Global | 100% | In operation | 0.459 | 0.459 | 0.459
France (networks & excluding networks) | FRANCE | BOOS(40) | Solar | NON MERCHANT | 50.1% | Equity | 50.1% | In operation | 12 | 6.012 | 6.012
France (networks & excluding networks) | FRANCE | BORDEAUX | Solar | NON MERCHANT | 100% | Global | 100% | In operation | 0.685 | 0.685 | 0.685
France (networks & excluding networks) | FRANCE | BOUILLARGUES | Solar | NON MERCHANT | 100% | Global | 100% | In operation | 0.509 | 0.509 | 0.509
France (networks & excluding networks) | FRANCE | BOULBON | Solar | NON MERCHANT | 100% | Global | 100% | Under construction | 0.25 | 0.25 | 0.25
France (networks & excluding networks) | FRANCE | BOURG LES VALENCE | Solar | NON MERCHANT | 100% | Global | 49.98% | In operation | 3.4 | 3.4 | 1.699
France (networks & excluding networks) | FRANCE | BOURG SAINT ANDEO | Solar | NON MERCHANT | 100% | Global | 77% | In operation | 0.095 | 0.095 | 0.073
France (networks & excluding networks) | FRANCE | BOURG-DE-PEAGE | Solar | NON MERCHANT | 100% | Global | 100% | In operation | 0.409 | 0.409 | 0.409
France (networks & excluding networks) | FRANCE | BOUTRE | Solar | NON MERCHANT | 15% | Equity | 15% | In operation | 4.4 | 0.66 | 0.66
France (networks & excluding networks) | FRANCE | BOZOULS | Solar | NON MERCHANT | 100% | Global | 100% | In operation | 0.249 | 0.249 | 0.249
France (networks & excluding networks) | FRANCE | BRESSOLS | Solar | NON MERCHANT | 100% | Global | 100% | In operation | 0.955 | 0.955 | 0.955
France (networks & excluding networks) | FRANCE | BRIGNOLLES | Solar | NON MERCHANT | 100% | Global | 100% | In operation | 0.672 | 0.672 | 0.672
France (networks & excluding networks) | FRANCE | BRINDAS | Solar | NON MERCHANT | 100% | Global | 100% | In operation | 0.098 | 0.098 | 0.098
France (networks & excluding networks) | FRANCE | BRUE-AURIAC | Solar | NON MERCHANT | 100% | Global | 100% | In operation | 0.095 | 0.095 | 0.095
France (networks & excluding networks) | FRANCE | CABRIERES DES AVIGNON | Solar | NON MERCHANT | 100% | Global | 81% | In operation | 0.198 | 0.198 | 0.16
France (networks & excluding networks) | FRANCE | CADEROUSSE | Solar | MERCHANT | 100% | Global | 49.98% | Under construction | 14 | 14 | 6.997
France (networks & excluding networks) | FRANCE | CAILLAVET | Solar | NON MERCHANT | 100% | Global | 100% | In operation | 1.574 | 1.574 | 1.574
France (networks & excluding networks) | FRANCE | CAISSARGUES | Solar | NON MERCHANT | 100% | Global | 100% | In operation | 1.159 | 1.159 | 1.159
France (networks & excluding networks) | FRANCE | CAMARET | Solar | NON MERCHANT | 100% | Global | 100% | In operation | 2.65 | 2.65 | 2.65
France (networks & excluding networks) | FRANCE | CARPENTRAS | Solar | NON MERCHANT | 100% | Global | 76% | In operation | 0.231 | 0.231 | 0.176
France (networks & excluding networks) | FRANCE | CASES DE PENE | Solar | NON MERCHANT | 100% | Global | 100% | In operation | 0.175 | 0.175 | 0.175
France (networks & excluding networks) | FRANCE | CASSIS | Solar | NON MERCHANT | 100% | Global | 100% | In operation | 1.152 | 1.152 | 1.152
France (networks & excluding networks) | FRANCE | CASTELSARRASIN | Solar | NON MERCHANT | 100% | Global | 100% | In operation | 4.032 | 4.032 | 4.032
France (networks & excluding networks) | FRANCE | CASTIFAO | Solar | NON MERCHANT | 100% | Global | 95% | In operation | 2.64 | 2.64 | 2.508
France (networks & excluding networks) | FRANCE | CASTIFAO | Solar | NON MERCHANT | 100% | Global | 100% | In operation | 0.986 | 0.986 | 0.986
France (networks & excluding networks) | FRANCE | CAUMONT SUR DURANCE | Solar | NON MERCHANT | 100% | Global | 100% | In operation | 0.411 | 0.411 | 0.411
France (networks & excluding networks) | FRANCE | CAUSSADE | Solar | NON MERCHANT | 100% | Global | 100% | Under construction | 0.25 | 0.25 | 0.25
France (networks & excluding networks) | FRANCE | CAVAILLON | Solar | NON MERCHANT | 100% | Global | 100% | In operation | 3.632 | 3.632 | 3.632
France (networks & excluding networks) | FRANCE | CAYLUS | Solar | NON MERCHANT | 100% | Global | 100% | Under construction | 0.25 | 0.25 | 0.25
France (networks & excluding networks) | FRANCE | CERENCES | Solar | NON MERCHANT | 100% | Global | 100% | In operation | 0.327 | 0.327 | 0.327
France (networks & excluding networks) | FRANCE | CHAPONOST | Solar | NON MERCHANT | 100% | Global | 100% | In operation | 0.215 | 0.215 | 0.215
France (networks & excluding networks) | FRANCE | CHARTRES DE BRETAGNE | Solar | NON MERCHANT | 100% | Global | 100% | In operation | 0.026 | 0.026 | 0.026
France (networks & excluding networks) | FRANCE | CHASSENEUIL SUR BONNIEURE | Solar | NON MERCHANT | 100% | Global | 51% | In operation | 0.095 | 0.095 | 0.048
France (networks & excluding networks) | FRANCE | CHASSIERS | Solar | NON MERCHANT | 100% | Global | 100% | In operation | 0.095 | 0.095 | 0.095
France (networks & excluding networks) | FRANCE | CHATEAUNEUF DU RHONE | Solar | NON MERCHANT | 100% | Global | 55% | In operation | 0.885 | 0.885 | 0.487
France (networks & excluding networks) | FRANCE | CHATEAUNEUF DU RHONE | Solar | NON MERCHANT | 100% | Global | 100% | In operation | 0.412 | 0.412 | 0.412
France (networks & excluding networks) | FRANCE | CHATEAUNEUF SUR ISERE | Solar | NON MERCHANT | 100% | Global | 100% | In operation | 0.815 | 0.815 | 0.815
France (networks & excluding networks) | FRANCE | CHATEAURENARD(13) | Solar | NON MERCHANT | 50.1% | Equity | 50.1% | In operation | 7 | 3.507 | 3.507
France (networks & excluding networks) | FRANCE | CHATELLERAULT | Solar | NON MERCHANT | 100% | Global | 100% | In operation | 8.3 | 8.3 | 8.3
France (networks & excluding networks) | FRANCE | CN'AIR OTHER | Solar | NON MERCHANT | 100% | Global | 49.98% | In operation | 15 | 15 | 7.497
France (networks & excluding networks) | FRANCE | CODELANNES | Solar | NON MERCHANT | 20% | Equity | 20% | In operation | 2.815 | 0.563 | 0.563
France (networks & excluding networks) | FRANCE | COL DE LA DONA | Solar | NON MERCHANT | 100% | Global | 100% | In operation | 5 | 5 | 5
France (networks & excluding networks) | FRANCE | COMBEROUGER | Solar | NON MERCHANT | 100% | Global | 1 | Under construction | 0.25 | 0.25 | 0.25
France (networks & excluding networks) | FRANCE | CONTRES | Solar | NON MERCHANT | 100% | Global | 100% | Under construction | 5 | 5 | 5
France (networks & excluding networks) | FRANCE | CORREZE | Solar | NON MERCHANT | 50% | Equity | 50% | In operation | 12 | 6 | 6
France (networks & excluding networks) | FRANCE | CORTE | Solar | NON MERCHANT | 100% | Global | 100% | In operation | 0.986 | 0.986 | 0.986
France (networks & excluding networks) | FRANCE | COTIGNAC | Solar | NON MERCHANT | 100% | Global | 100% | In operation | 3.534 | 3.534 | 3.534
France (networks & excluding networks) | FRANCE | CURBANS(04) | Solar | NON MERCHANT | 40% | Equity | 40% | In operation | 26.1 | 10.44 | 10.44
France (networks & excluding networks) | FRANCE | DIEULEFIT | Solar | NON MERCHANT | 100% | Global | 51% | In operation | 0.078 | 0.078 | 0.04
France (networks & excluding networks) | FRANCE | DONZERE | Solar | NON MERCHANT | 100% | Global | 49.98% | In operation | 3.9 | 3.9 | 1.949
France (networks & excluding networks) | FRANCE | DONZERE | Solar | NON MERCHANT | 100% | Global | 76% | In operation | 0.095 | 0.095 | 0.072
France (networks & excluding networks) | FRANCE | DONZERE | Solar | NON MERCHANT | 100% | Global | 100% | In operation | 0.246 | 0.246 | 0.246
France (networks & excluding networks) | FRANCE | DRAMBON | Solar | MERCHANT | 100% | Global | 100% | In operation | 12 | 12 | 12
France (networks & excluding networks) | FRANCE | ENNEZAT | Solar | NON MERCHANT | 100% | Global | 81% | In operation | 1.872 | 1.872 | 1.516
France (networks & excluding networks) | FRANCE | ENNEZAT | Solar | NON MERCHANT | 100% | Global | 100% | In operation | 0.654 | 0.654 | 0.654
France (networks & excluding networks) | FRANCE | EXCIDEUIL | Solar | NON MERCHANT | 100% | Global | 100% | In operation | 0.1 | 0.1 | 0.1
France (networks & excluding networks) | FRANCE | FAUGERES | Solar | NON MERCHANT | 100% | Global | 100% | In operation | 0.27 | 0.27 | 0.27
France (networks & excluding networks) | FRANCE | FILLE-SUR-SARTHE | Solar | NON MERCHANT | 19.5% | Equity | 19.5% | In operation | 4 | 0.78 | 0.78
France (networks & excluding networks) | FRANCE | FONTENAY | Solar | NON MERCHANT | 20% | Equity | 20% | In operation | 8.57 | 1.714 | 1.714
France (networks & excluding networks) | FRANCE | GAREIN | Solar | NON MERCHANT | 100% | Global | 100% | In operation | 5.988 | 5.988 | 5.988
France (networks & excluding networks) | FRANCE | GRAMAT | Solar | NON MERCHANT | 100% | Global | 49.98% | Under construction | 5 | 5 | 2.499
France (networks & excluding networks) | FRANCE | GRANS | Solar | NON MERCHANT | 100% | Global | 100% | In operation | 0.624 | 0.624 | 0.624
France (networks & excluding networks) | FRANCE | GRAVESON | Solar | NON MERCHANT | 100% | Global | 100% | In operation | 0.696 | 0.696 | 0.696
France (networks & excluding networks) | FRANCE | GREOUX | Solar | NON MERCHANT | 20% | Equity | 20% | In operation | 58.31 | 11.662 | 11.662
France (networks & excluding networks) | FRANCE | GRISOLLES | Solar | NON MERCHANT | 100% | Global | 100% | In operation | 0.095 | 0.095 | 0.095
France (networks & excluding networks) | FRANCE | GROS-CHASTANG(19) | Solar | NON MERCHANT | 50.1% | Equity | 50.1% | In operation | 12 | 6.012 | 6.012
France (networks & excluding networks) | FRANCE | HAUTE MONTAGNE | Solar | NON MERCHANT | 15% | Equity | 15% | In operation | 12 | 1.8 | 1.8
France (networks & excluding networks) | FRANCE | IOVI | Solar | NON MERCHANT | 10% | Equity | 10% | In operation | 11.682 | 1.168 | 1.168
France (networks & excluding networks) | FRANCE | ISSOUDUN | Solar | NON MERCHANT | 100% | Global | 100% | In operation | 6.4 | 6.4 | 6.4
France (networks & excluding networks) | FRANCE | ISTRES 2 | Solar | NON MERCHANT | 100% | Global | 100% | Under construction | 10.5 | 10.5 | 10.5
France (networks & excluding networks) | FRANCE | JONQUIERES | Solar | NON MERCHANT | 100% | Global | 100% | In operation | 4.83 | 4.83 | 4.83
France (networks & excluding networks) | FRANCE | LA BATIE | Solar | NON MERCHANT | 20% | Equity | 20% | In operation | 11.99 | 2.398 | 2.398
France (networks & excluding networks) | FRANCE | LA CHAPELLE SOUS AUBENAS | Solar | NON MERCHANT | 100% | Global | 100% | In operation | 0.097 | 0.097 | 0.097
France (networks & excluding networks) | FRANCE | LA CITRINCHE | Solar | NON MERCHANT | 61% | Equity | 61% | In operation | 4.5 | 2.745 | 2.745
France (networks & excluding networks) | FRANCE | LA COMBE | Solar | NON MERCHANT | 50% | Equity | 50% | In operation | 4.47 | 2.235 | 2.235
France (networks & excluding networks) | FRANCE | LA COTE ST ANDRE | Solar | NON MERCHANT | 100% | Global | 60% | In operation | 0.21 | 0.21 | 0.126
France (networks & excluding networks) | FRANCE | LA COTE ST ANDRE | Solar | NON MERCHANT | 100% | Global | 100% | In operation | 0.21 | 0.21 | 0.21
France (networks & excluding networks) | FRANCE | LA FORCE | Solar | NON MERCHANT | 100% | Global | 100% | In operation | 0.1 | 0.1 | 0.1
France (networks & excluding networks) | FRANCE | LA GARDE | Solar | NON MERCHANT | 100% | Global | 100% | In operation | 0.24 | 0.24 | 0.24
France (networks & excluding networks) | FRANCE | LA GOUTELLE | Solar | NON MERCHANT | 100% | Global | 100% | In operation | 0.219 | 0.219 | 0.219
France (networks & excluding networks) | FRANCE | LA HAYE PESNEL | Solar | NON MERCHANT | 100% | Global | 100% | In operation | 0.114 | 0.114 | 0.114
France (networks & excluding networks) | FRANCE | LA MAISSE | Solar | NON MERCHANT | 15% | Equity | 15% | In operation | 12 | 1.8 | 1.8
France (networks & excluding networks) | FRANCE | LA MASSUGUIÈRE | Solar | NON MERCHANT | 10% | Equity | 10% | In operation | 7.938 | 0.794 | 0.794
France (networks & excluding networks) | FRANCE | LA MONTAGNE | Solar | NON MERCHANT | 51% | Equity | 51% | In operation | 12 | 6.12 | 6.12
France (networks & excluding networks) | FRANCE | LA MOTTE | Solar | NON MERCHANT | 100% | Global | 100% | Under construction | 11.4 | 11.4 | 11.4
France (networks & excluding networks) | FRANCE | LA ROCHE ET FLORIMONDE | Solar | NON MERCHANT | 10% | Equity | 10% | In operation | 10.436 | 1.044 | 1.044
France (networks & excluding networks) | FRANCE | LACOURT ST-PIERRE | Solar | NON MERCHANT | 20% | Equity | 20% | In operation | 11.99 | 2.398 | 2.398
France (networks & excluding networks) | FRANCE | LAGRAULET DU GERS | Solar | NON MERCHANT | 100% | Global | 100% | In operation | 0.25 | 0.25 | 0.25
France (networks & excluding networks) | FRANCE | LALINDE | Solar | NON MERCHANT | 100% | Global | 100% | In operation | 0.1 | 0.1 | 0.1
France (networks & excluding networks) | FRANCE | LAMOTTE-DU-RHONE | Solar | NON MERCHANT | 100% | Global | 100% | In operation | 0.112 | 0.112 | 0.112
France (networks & excluding networks) | FRANCE | LANGON | Solar | NON MERCHANT | 100% | Global | 100% | In operation | 0.727 | 0.727 | 0.727
France (networks & excluding networks) | FRANCE | LAPENCHE | Solar | NON MERCHANT | 100% | Global | 100% | In operation | 0.25 | 0.25 | 0.25
France (networks & excluding networks) | FRANCE | LARGENTIÈRE (07) | Solar | NON MERCHANT | 17.49% | Equity | 17.49% | In operation | 12 | 2.099 | 2.099
France (networks & excluding networks) | FRANCE | LAUTERBOURG | Solar | NON MERCHANT | 100% | Global | 100% | Under construction | 8.97 | 8.97 | 8.97
France (networks & excluding networks) | FRANCE | L'AUVIÈRE | Solar | NON MERCHANT | 10% | Equity | 10% | In operation | 6.318 | 0.632 | 0.632
France (networks & excluding networks) | FRANCE | LE BARROUX | Solar | NON MERCHANT | 100% | Global | 100% | In operation | 0.279 | 0.279 | 0.279
France (networks & excluding networks) | FRANCE | LE BOSC(34) | Solar | NON MERCHANT | 50.1% | Equity | 50.1% | In operation | 9.2 | 4.609 | 4.609
France (networks & excluding networks) | FRANCE | LE BUGUE | Solar | NON MERCHANT | 100% | Global | 100% | In operation | 0.1 | 0.1 | 0.1
France (networks & excluding networks) | FRANCE | LE POUZIN | Solar | NON MERCHANT | 100% | Global | 49.98% | In operation | 3.42 | 3.42 | 1.709
France (networks & excluding networks) | FRANCE | LE PUY-SAINTE-REPARADE | Solar | NON MERCHANT | 100% | Global | 100% | In operation | 0.226 | 0.226 | 0.226
France (networks & excluding networks) | FRANCE | LE ROVE | Solar | NON MERCHANT | 100% | Global | 100% | In operation | 0.176 | 0.176 | 0.176
France (networks & excluding networks) | FRANCE | LE SALZET | Solar | NON MERCHANT | 10% | Equity | 10% | In operation | 23.979 | 2.398 | 2.398
France (networks & excluding networks) | FRANCE | LE TEIL | Solar | NON MERCHANT | 100% | Global | 50% | In operation | 0.095 | 0.095 | 0.048
France (networks & excluding networks) | FRANCE | LE TEIL | Solar | NON MERCHANT | 100% | Global | 100% | In operation | 0.561 | 0.561 | 0.561
France (networks & excluding networks) | FRANCE | LEI ROUMPIDOU DE BONNEVA | Solar | NON MERCHANT | 10% | Equity | 10% | In operation | 6.156 | 0.616 | 0.616
France (networks & excluding networks) | FRANCE | LES PALLIÈRES | Solar | NON MERCHANT | 15% | Equity | 15% | In operation | 6 | 0.9 | 0.9
France (networks & excluding networks) | FRANCE | LES PENNES MIRABEAU | Solar | NON MERCHANT | 19.5% | Equity | 19.5% | Under construction | 1.2 | 0.234 | 0.234
France (networks & excluding networks) | FRANCE | LES PLAINES DE LA GARDE | Solar | NON MERCHANT | 51% | Equity | 51% | In operation | 12 | 6.12 | 6.12
France (networks & excluding networks) | FRANCE | LES TOURETTES | Solar | NON MERCHANT | 10% | Equity | 10% | In operation | 11.988 | 1.199 | 1.199
France (networks & excluding networks) | FRANCE | LES TOURRETTES (26) | Solar | NON MERCHANT | 100% | Global | 49.98% | In operation | 0.3 | 0.3 | 0.15
France (networks & excluding networks) | FRANCE | LIGUGE | Solar | NON MERCHANT | 20% | Equity | 20% | In operation | 6.335 | 1.267 | 1.267
France (networks & excluding networks) | FRANCE | LIVRON SUR DROME | Solar | NON MERCHANT | 100% | Global | 100% | In operation | 0.095 | 0.095 | 0.095
France (networks & excluding networks) | FRANCE | LODÈVE | Solar | NON MERCHANT | 50% | Equity | 50% | In operation | 4.99 | 2.495 | 2.495
France (networks & excluding networks) | FRANCE | LORIOL-DU-COMTAT | Solar | NON MERCHANT | 100% | Global | 100% | In operation | 1.54 | 1.54 | 1.54
France (networks & excluding networks) | FRANCE | LURS | Solar | NON MERCHANT | 100% | Global | 100% | In operation | 0.095 | 0.095 | 0.095
France (networks & excluding networks) | FRANCE | MALATAVERNE | Solar | NON MERCHANT | 100% | Global | 100% | In operation | 0.27 | 0.27 | 0.27
France (networks & excluding networks) | FRANCE | MALISSARD | Solar | NON MERCHANT | 100% | Global | 100% | In operation | 0.637 | 0.637 | 0.637
France (networks & excluding networks) | FRANCE | MARCOLÈS(15) | Solar | NON MERCHANT | 50.1% | Equity | 50.1% | In operation | 12 | 6.012 | 6.012
France (networks & excluding networks) | FRANCE | MAREUIL | Solar | NON MERCHANT | 100% | Global | 100% | In operation | 0.1 | 0.1 | 0.1
France (networks & excluding networks) | FRANCE | MARGUERITTES | Solar | NON MERCHANT | 100% | Global | 76% | In operation | 0.095 | 0.095 | 0.072
France (networks & excluding networks) | FRANCE | MARIGNANE | Solar | NON MERCHANT | 100% | Global | 100% | In operation | 0.416 | 0.416 | 0.416
France (networks & excluding networks) | FRANCE | MARMAGNE | Solar | NON MERCHANT | 100% | Global | 100% | In operation | 3.086 | 3.086 | 3.086
France (networks & excluding networks) | FRANCE | MARS | Solar | NON MERCHANT | 100% | Global | 100% | In operation | 0.226 | 0.226 | 0.226
France (networks & excluding networks) | FRANCE | MARTIGUES | Solar | NON MERCHANT | 100% | Global | 81% | In operation | 3.306 | 3.306 | 2.678
France (networks & excluding networks) | FRANCE | MAS GRENIER | Solar | NON MERCHANT | 100% | Global | 100% | In operation | 0.095 | 0.095 | 0.095
France (networks & excluding networks) | FRANCE | MAURIERE LES AVIGNONS | Solar | NON MERCHANT | 100% | Global | 100% | In operation | 0.462 | 0.462 | 0.462
France (networks & excluding networks) | FRANCE | MEAUX | Solar | NON MERCHANT | 100% | Global | 100% | Under construction | 17 | 17 | 17
France (networks & excluding networks) | FRANCE | MEYZIEU | Solar | NON MERCHANT | 100% | Global | 100% | In operation | 0.12 | 0.12 | 0.12
France (networks & excluding networks) | FRANCE | MOISSAC | Solar | NON MERCHANT | 100% | Global | 100% | In operation | 0.27 | 0.27 | 0.27
France (networks & excluding networks) | FRANCE | MONESTIER-MERLINES | Solar | NON MERCHANT | 100% | Global | 100% | Under construction | 0.25 | 0.25 | 0.25
France (networks & excluding networks) | FRANCE | MONETAY SUR ALLIER | Solar | NON MERCHANT | 100% | Global | 100% | Under construction | 3.08 | 3.08 | 3.08
France (networks & excluding networks) | FRANCE | MONSEGUR | Solar | NON MERCHANT | 20% | Equity | 20% | In operation | 21.7 | 4.34 | 4.34
France (networks & excluding networks) | FRANCE | MONTALZAT | Solar | NON MERCHANT | 100% | Global | 100% | In operation | 0.27 | 0.27 | 0.27
France (networks & excluding networks) | FRANCE | MONTAUBAN | Solar | NON MERCHANT | 100% | Global | 100% | In operation | 3.877 | 3.877 | 3.877
France (networks & excluding networks) | FRANCE | MONTBETON | Solar | NON MERCHANT | 20% | Equity | 20% | In operation | 8.05 | 1.61 | 1.61
France (networks & excluding networks) | FRANCE | MONTBOUCHER SUR JABRON | Solar | NON MERCHANT | 100% | Global | 100% | In operation | 0.52 | 0.52 | 0.52
France (networks & excluding networks) | FRANCE | MONTECH | Solar | NON MERCHANT | 100% | Global | 100% | In operation | 2.321 | 2.321 | 2.321
France (networks & excluding networks) | FRANCE | MONTELIER | Solar | NON MERCHANT | 100% | Global | 81% | In operation | 0.258 | 0.258 | 0.209
France (networks & excluding networks) | FRANCE | MONTELIER | Solar | NON MERCHANT | 100% | Global | 100% | In operation | 0.095 | 0.095 | 0.095
France (networks & excluding networks) | FRANCE | MONTELIMAR | Solar | NON MERCHANT | 100% | Global | 60% | In operation | 0.318 | 0.318 | 0.191
France (networks & excluding networks) | FRANCE | MONTELIMAR | Solar | NON MERCHANT | 100% | Global | 100% | In operation | 0.829 | 0.829 | 0.829
France (networks & excluding networks) | FRANCE | MONTEUX | Solar | NON MERCHANT | 100% | Global | 60% | In operation | 0.462 | 0.462 | 0.278
France (networks & excluding networks) | FRANCE | MONTEUX | Solar | NON MERCHANT | 100% | Global | 76% | In operation | 0.307 | 0.307 | 0.233
France (networks & excluding networks) | FRANCE | MONTFROC | Solar | NON MERCHANT | 100% | Global | 100% | In operation | 0.098 | 0.098 | 0.098
France (networks & excluding networks) | FRANCE | MONTJAY | Solar | NON MERCHANT | 20% | Equity | 20% | In operation | 7.23 | 1.446 | 1.446
France (networks & excluding networks) | FRANCE | MONTPELLIER(34) | Solar | NON MERCHANT | 28% | Equity | 28% | In operation | 4.4 | 1.232 | 1.232
France (networks & excluding networks) | FRANCE | MONTPELLIER(34) | Solar | NON MERCHANT | 100% | Global | 100% | In operation | 0.01 | 0.01 | 0.01
France (networks & excluding networks) | FRANCE | MONTPON MENESTEROL | Solar | NON MERCHANT | 100% | Global | 100% | In operation | 0.1 | 0.1 | 0.1
France (networks & excluding networks) | FRANCE | MORIERE LES AVIGNONS | Solar | NON MERCHANT | 100% | Global | 60% | In operation | 0.138 | 0.138 | 0.083
France (networks & excluding networks) | FRANCE | MORIERE LES AVIGNONS | Solar | NON MERCHANT | 100% | Global | 81% | In operation | 0.558 | 0.558 | 0.452
France (networks & excluding networks) | FRANCE | MORNAS | Solar | NON MERCHANT | 100% | Global | 100% | In operation | 1.626 | 1.626 | 1.626
France (networks & excluding networks) | FRANCE | MOUANS SARTHOUX | Solar | NON MERCHANT | 100% | Global | 100% | In operation | 0.197 | 0.197 | 0.197
France (networks & excluding networks) | FRANCE | MUSSIDAN | Solar | NON MERCHANT | 100% | Global | 100% | In operation | 0.1 | 0.1 | 0.1
France (networks & excluding networks) | FRANCE | NANTES | Solar | NON MERCHANT | 100% | Global | 100% | In operation | 0.174 | 0.174 | 0.174
France (networks & excluding networks) | FRANCE | NOHIC | Solar | NON MERCHANT | 100% | Global | 100% | In operation | 11.693 | 11.693 | 11.693
France (networks & excluding networks) | FRANCE | NOVES | Solar | NON MERCHANT | 100% | Global | 100% | In operation | 2.417 | 2.417 | 2.417
France (networks & excluding networks) | FRANCE | NYONS | Solar | NON MERCHANT | 100% | Global | 100% | In operation | 0.2 | 0.2 | 0.2
France (networks & excluding networks) | FRANCE | OPPEDETTE | Solar | NON MERCHANT | 100% | Global | 100% | In operation | 0.094 | 0.094 | 0.094
France (networks & excluding networks) | FRANCE | ORAISON | Solar | NON MERCHANT | 100% | Global | 100% | In operation | 0.1 | 0.1 | 0.1
France (networks & excluding networks) | FRANCE | ORANGE | Solar | NON MERCHANT | 100% | Global | 100% | In operation | 1.301 | 1.301 | 1.301
France (networks & excluding networks) | FRANCE | ORGNAC L'AVEN (07) | Solar | NON MERCHANT | 17.49% | Equity | 17.49% | In operation | 1.29 | 0.226 | 0.226
France (networks & excluding networks) | FRANCE | ORGUEIL | Solar | NON MERCHANT | 19.5% | Equity | 19.5% | In operation | 7.2 | 1.404 | 1.404
France (networks & excluding networks) | FRANCE | ORGUEIL | Solar | NON MERCHANT | 100% | Global | 100% | Under construction | 5 | 5 | 5
France (networks & excluding networks) | FRANCE | OZON/ARRAS-SUR-RHÔNE (07) | Solar | NON MERCHANT | 17.49% | Equity | 17.49% | In operation | 4.2 | 0.735 | 0.735
France (networks & excluding networks) | FRANCE | PERNES LES FONTAINES | Solar | NON MERCHANT | 100% | Global | 100% | In operation | 2.2 | 2.2 | 2.2
France (networks & excluding networks) | FRANCE | PERPIGNAN | Solar | NON MERCHANT | 100% | Global | 51% | In operation | 0.095 | 0.095 | 0.048
France (networks & excluding networks) | FRANCE | PERPIGNAN | Solar | NON MERCHANT | 100% | Global | 55% | In operation | 1.247 | 1.247 | 0.686
France (networks & excluding networks) | FRANCE | PERPIGNAN | Solar | NON MERCHANT | 100% | Global | 81% | In operation | 0.27 | 0.27 | 0.219
France (networks & excluding networks) | FRANCE | PERPIGNAN | Solar | NON MERCHANT | 100% | Global | 100% | In operation | 2.049 | 2.049 | 2.049
France (networks & excluding networks) | FRANCE | PEYPIN | Solar | NON MERCHANT | 100% | Global | 51% | In operation | 0.27 | 0.27 | 0.138
France (networks & excluding networks) | FRANCE | PEYPIN | Solar | NON MERCHANT | 100% | Global | 76% | In operation | 0.175 | 0.175 | 0.133
France (networks & excluding networks) | FRANCE | PIANICCIA | Solar | NON MERCHANT | 44% | Equity | 44% | In operation | 4.5 | 1.98 | 1.98
France (networks & excluding networks) | FRANCE | PIEDIGRIGGIO | Solar | NON MERCHANT | 100% | Global | 76% | In operation | 0.27 | 0.27 | 0.205
France (networks & excluding networks) | FRANCE | PIEGUT | Solar | NON MERCHANT | 100% | Global | 100% | In operation | 0.1 | 0.1 | 0.1
France (networks & excluding networks) | FRANCE | PIERREFICHE | Solar | NON MERCHANT | 100% | Global | 100% | Under construction | 0.25 | 0.25 | 0.25
France (networks & excluding networks) | FRANCE | PIERRELATTE | Solar | NON MERCHANT | 100% | Global | 51% | In operation | 0.078 | 0.078 | 0.04
France (networks & excluding networks) | FRANCE | PLAINE DES ESPÈCES | Solar | NON MERCHANT | 10% | Equity | 10% | In operation | 7.29 | 0.729 | 0.729
France (networks & excluding networks) | FRANCE | PLOUVIEN | Solar | NON MERCHANT | 100% | Global | 100% | In operation | 0.068 | 0.068 | 0.068
France (networks & excluding networks) | FRANCE | PONT SAINT ESPRIT | Solar | NON MERCHANT | 100% | Global | 100% | In operation | 0.399 | 0.399 | 0.399
France (networks & excluding networks) | FRANCE | PONTEVES | Solar | NON MERCHANT | 100% | Global | 100% | In operation | 0.127 | 0.127 | 0.127
France (networks & excluding networks) | FRANCE | PORETTE DE NÉRONE(2B) | Solar | NON MERCHANT | 50% | Equity | 50% | In operation | 3.78 | 1.89 | 1.89
France (networks & excluding networks) | FRANCE | PUYGAILLARD DE QUERCY | Solar | NON MERCHANT | 100% | Global | 100% | Under construction | 0.25 | 0.25 | 0.25
France (networks & excluding networks) | FRANCE | PUYLAGARDE | Solar | NON MERCHANT | 100% | Global | 100% | In operation | 0.21 | 0.21 | 0.21
France (networks & excluding networks) | FRANCE | QUARCIOLO | Solar | NON MERCHANT | 44% | Equity | 44% | In operation | 4 | 1.76 | 1.76
France (networks & excluding networks) | FRANCE | REAUVILLE | Solar | NON MERCHANT | 20% | Equity | 20% | In operation | 4.99 | 0.998 | 0.998
France (networks & excluding networks) | FRANCE | ROCHE DE GLUN | Solar | NON MERCHANT | 100% | Global | 49.98% | In operation | 2.6 | 2.6 | 1.299
France (networks & excluding networks) | FRANCE | ROMANS SUR ISERE | Solar | NON MERCHANT | 100% | Global | 64% | In operation | 1.008 | 1.008 | 0.645
France (networks & excluding networks) | FRANCE | ROQUE SENGLÉ ET SARGLES | Solar | NON MERCHANT | 10% | Equity | 10% | In operation | 7.722 | 0.772 | 0.772
France (networks & excluding networks) | FRANCE | ROUTE DE PUYRAVEAU | Solar | NON MERCHANT | 20.98% | Equity | 20.98% | In operation | 8.704 | 1.826 | 1.826
France (networks & excluding networks) | FRANCE | SADIRAC | Solar | NON MERCHANT | 20% | Equity | 20% | In operation | 4.69 | 0.938 | 0.938
France (networks & excluding networks) | FRANCE | SAINT ASTIER | Solar | NON MERCHANT | 100% | Global | 100% | In operation | 0.1 | 0.1 | 0.1
France (networks & excluding networks) | FRANCE | SAINT AULAYE | Solar | NON MERCHANT | 100% | Global | 100% | In operation | 0.1 | 0.1 | 0.1
France (networks & excluding networks) | FRANCE | SAINT BUEIL | Solar | NON MERCHANT | 100% | Global | 100% | In operation | 0.193 | 0.193 | 0.193
France (networks & excluding networks) | FRANCE | SAINT CHRISTOL LES ALÈS | Solar | NON MERCHANT | 100% | Global | 100% | In operation | 0.096 | 0.096 | 0.096
France (networks & excluding networks) | FRANCE | SAINT DIDIER | Solar | NON MERCHANT | 100% | Global | 51% | In operation | 0.078 | 0.078 | 0.04
France (networks & excluding networks) | FRANCE | SAINT DIDIER | Solar | NON MERCHANT | 100% | Global | 100% | In operation | 0.095 | 0.095 | 0.095
France (networks & excluding networks) | FRANCE | SAINT GENIEZ | Solar | NON MERCHANT | 100% | Global | 100% | In operation | 0.18 | 0.18 | 0.18
France (networks & excluding networks) | FRANCE | SAINT GILLES | Solar | NON MERCHANT | 50% | Equity | 50% | In operation | 11 | 5.5 | 5.5
France (networks & excluding networks) | FRANCE | SAINT GILLES | Solar | NON MERCHANT | 100% | Global | 75% | In operation | 0.097 | 0.097 | 0.073
France (networks & excluding networks) | FRANCE | SAINT GILLES | Solar | NON MERCHANT | 100% | Global | 76% | In operation | 1.872 | 1.872 | 1.423
France (networks & excluding networks) | FRANCE | SAINT GILLES | Solar | NON MERCHANT | 100% | Global | 100% | In operation | 1.093 | 1.093 | 1.093
France (networks & excluding networks) | FRANCE | SAINT JEAN DU PIN(30) | Solar | NON MERCHANT | 50.1% | Equity | 50.1% | In operation | 7.1 | 3.557 | 3.557
France (networks & excluding networks) | FRANCE | SAINT JOACHIM | Solar | NON MERCHANT | 100% | Global | 100% | Under construction | 1.665 | 1.665 | 1.665
France (networks & excluding networks) | FRANCE | SAINT PAUL TROIS CHATEAUX | Solar | NON MERCHANT | 100% | Global | 100% | In operation | 0.318 | 0.318 | 0.318
France (networks & excluding networks) | FRANCE | SAINT-CIRQ | Solar | NON MERCHANT | 100% | Global | 100% | In operation | 0.218 | 0.218 | 0.218
France (networks & excluding networks) | FRANCE | SAINT-CYPRIEN | Solar | NON MERCHANT | 100% | Global | 100% | In operation | 0.1 | 0.1 | 0.1
France (networks & excluding networks) | FRANCE | SAINT-GEORGES-LES-BAINS (07) | Solar | NON MERCHANT | 17.49% | Equity | 17.49% | In operation | 2.43 | 0.425 | 0.425
France (networks & excluding networks) | FRANCE | SAINT-LAURENT-DU-VAR | Solar | NON MERCHANT | 100% | Global | 51% | In operation | 0.095 | 0.095 | 0.048
France (networks & excluding networks) | FRANCE | SAINT-LAURENT-DU-VAR | Solar | NON MERCHANT | 100% | Global | 100% | In operation | 1.38 | 1.38 | 1.38
France (networks & excluding networks) | FRANCE | SAINT-MARTIN-DE-CRAU | Solar | NON MERCHANT | 100% | Global | 100% | Under construction | 0.25 | 0.25 | 0.25
France (networks & excluding networks) | FRANCE | SAINT-NAUPHARY | Solar | NON MERCHANT | 100% | Global | 100% | Under construction | 0.25 | 0.25 | 0.25
France (networks & excluding networks) | FRANCE | SAINT-PRIEST DE GIMEL | Solar | NON MERCHANT | 50% | Equity | 50% | In operation | 12 | 6 | 6
France (networks & excluding networks) | FRANCE | SAINT-RESTITUT (26) | Solar | NON MERCHANT | 100% | Global | 49.98% | In operation | 3 | 3 | 1.499
France (networks & excluding networks) | FRANCE | SAINT-SYMPHORIEN DE-THENIERES | Solar | NON MERCHANT | 100% | Global | 100% | In operation | 0.213 | 0.213 | 0.213
France (networks & excluding networks) | FRANCE | SAINT-VINCENT-D'AUTEJAC | Solar | NON MERCHANT | 100% | Global | 100% | In operation | 0.21 | 0.21 | 0.21
France (networks & excluding networks) | FRANCE | SALAUNES | Solar | NON MERCHANT | 20% | Equity | 20% | In operation | 56.19 | 11.238 | 11.238
France (networks & excluding networks) | FRANCE | SALINDRES | Solar | NON MERCHANT | 100% | Global | 76% | In operation | 0.198 | 0.198 | 0.15
France (networks & excluding networks) | FRANCE | SALLES-SOUS-BOIS | Solar | NON MERCHANT | 100% | Global | 100% | In operation | 8 | 8 | 8
France (networks & excluding networks) | FRANCE | SALON DE PROVENCE | Solar | NON MERCHANT | 100% | Global | 100% | In operation | 0.72 | 0.72 | 0.72
France (networks & excluding networks) | FRANCE | SANGUINET | Solar | NON MERCHANT | 50% | Equity | 50% | In operation | 12 | 6 | 6
France (networks & excluding networks) | FRANCE | SANGUINET | Solar | NON MERCHANT | 100% | Global | 100% | Under construction | 14.34 | 14.34 | 14.34
France (networks & excluding networks) | FRANCE | SARLAT-LA-CANÉDA | Solar | NON MERCHANT | 100% | Global | 100% | In operation | 0.1 | 0.1 | 0.1
France (networks & excluding networks) | FRANCE | SAULCE SUR RHÔNE (27) | Solar | NON MERCHANT | 100% | Global | 49.98% | In operation | 4.2 | 4.2 | 2.099
France (networks & excluding networks) | FRANCE | SEPTFONDS | Solar | NON MERCHANT | 100% | Global | 100% | In operation | 0.143 | 0.143 | 0.143
France (networks & excluding networks) | FRANCE | SG PEYRISSAN | Solar | NON MERCHANT | 20% | Equity | 20% | In operation | 10.26 | 2.052 | 2.052
France (networks & excluding networks) | FRANCE | SIGNES (83) | Solar | NON MERCHANT | 50.1% | Equity | 50.1% | In operation | 7 | 3.507 | 3.507
France (networks & excluding networks) | FRANCE | SIGNES (83) | Solar | MERCHANT | 100% | Global | 100% | Under construction | 4.78 | 4.78 | 4.78
France (networks & excluding networks) | FRANCE | SONZAY | Solar | MERCHANT | 100% | Global | 100% | Under construction | 13.395 | 13.395 | 13.395
France (networks & excluding networks) | FRANCE | SORBIERS | Solar | NON MERCHANT | 100% | Global | 100% | In operation | 5.9 | 5.9 | 5.9
France (networks & excluding networks) | FRANCE | SORE | Solar | NON MERCHANT | 50% | Equity | 50% | In operation | 23.9 | 11.95 | 11.95
France (networks & excluding networks) | FRANCE | ST FONS (RHODIA) | Solar | NON MERCHANT | 10% | Equity | 10% | In operation | 2 | 0.2 | 0.2
France (networks & excluding networks) | FRANCE | ST MARTIAL LE VIEUX | Solar | NON MERCHANT | 100% | Global | 100% | In operation | 0.936 | 0.936 | 0.936
France (networks & excluding networks) | FRANCE | SUIE BLANC | Solar | NON MERCHANT | 10% | Equity | 10% | In operation | 11.419 | 1.142 | 1.142
France (networks & excluding networks) | FRANCE | SUSVILLE | Solar | NON MERCHANT | 100% | Global | 49.98% | In operation | 5 | 5 | 2.499
France (networks & excluding networks) | FRANCE | TARISSOU | Solar | NON MERCHANT | 20% | Equity | 20% | In operation | 2.82 | 0.564 | 0.564
France (networks & excluding networks) | FRANCE | TAVERNES | Solar | NON MERCHANT | 20% | Equity | 20% | In operation | 7.99 | 1.598 | 1.598
France (networks & excluding networks) | FRANCE | TERRASSON | Solar | NON MERCHANT | 100% | Global | 100% | In operation | 0.1 | 0.1 | 0.1
France (networks & excluding networks) | FRANCE | THENON | Solar | NON MERCHANT | 100% | Global | 100% | In operation | 0.1 | 0.1 | 0.1
France (networks & excluding networks) | FRANCE | TIPER 1 | Solar | NON MERCHANT | 34.96% | Equity | 34.96% | In operation | 10.836 | 3.788 | 3.788
France (networks & excluding networks) | FRANCE | TIREPIED | Solar | NON MERCHANT | 100% | Global | 100% | In operation | 4.594 | 4.594 | 4.594
France (networks & excluding networks) | FRANCE | TOCANE SAINT-APRE | Solar | NON MERCHANT | 100% | Global | 100% | In operation | 0.1 | 0.1 | 0.1
France (networks & excluding networks) | FRANCE | TORREILLES | Solar | NON MERCHANT | 100% | Global | 100% | In operation | 0.073 | 0.073 | 0.073
France (networks & excluding networks) | FRANCE | TOULON | Solar | NON MERCHANT | 100% | Global | 100% | In operation | 0.241 | 0.241 | 0.241
France (networks & excluding networks) | FRANCE | TOULOUSE | Solar | NON MERCHANT | 100% | Global | 100% | In operation | 1.46 | 1.46 | 1.46
France (networks & excluding networks) | FRANCE | TRAVAILLAN | Solar | NON MERCHANT | 100% | Global | 100% | In operation | 0.645 | 0.645 | 0.645
France (networks & excluding networks) | FRANCE | TRENTE VENTS | Solar | NON MERCHANT | 10% | Equity | 10% | In operation | 9.99 | 0.999 | 0.999
France (networks & excluding networks) | FRANCE | TRESCLEOUX | Solar | NON MERCHANT | 100% | Global | 49.98% | In operation | 1.8 | 1.8 | 0.9
France (networks & excluding networks) | FRANCE | TRETS | Solar | NON MERCHANT | 100% | Global | 100% | In operation | 0.193 | 0.193 | 0.193
France (networks & excluding networks) | FRANCE | UCHAUX | Solar | NON MERCHANT | 100% | Global | 50% | In operation | 0.742 | 0.742 | 0.371
France (networks & excluding networks) | FRANCE | UPAIX | Solar | NON MERCHANT | 100% | Global | 49.98% | In operation | 2.2 | 2.2 | 1.1
France (networks & excluding networks) | FRANCE | UZERCHE | Solar | NON MERCHANT | 100% | Global | 100% | Under construction | 4.37 | 4.37 | 4.37
France (networks & excluding networks) | FRANCE | VAISON LA ROMAINE | Solar | NON MERCHANT | 100% | Global | 100% | In operation | 0.45 | 0.45 | 0.45
France (networks & excluding networks) | FRANCE | VALIERGUES | Solar | NON MERCHANT | 100% | Global | 100% | Under construction | 0.25 | 0.25 | 0.25
France (networks & excluding networks) | FRANCE | VALLABRÈGUES (30) | Solar | NON MERCHANT | 100% | Global | 49.98% | In operation | 1.2 | 1.2 | 0.6
France (networks & excluding networks) | FRANCE | VALLON DE L’EPINE | Solar | NON MERCHANT | 100% | Global | 100% | In operation | 4.94 | 4.94 | 4.94
France (networks & excluding networks) | FRANCE | VALLON PONT D ARC | Solar | NON MERCHANT | 100% | Global | 100% | In operation | 0.99 | 0.99 | 0.99
France (networks & excluding networks) | FRANCE | VALREAS | Solar | NON MERCHANT | 100% | Global | 55% | In operation | 1.394 | 1.394 | 0.767
France (networks & excluding networks) | FRANCE | VALREAS | Solar | NON MERCHANT | 100% | Global | 100% | In operation | 3.353 | 3.353 | 3.353
France (networks & excluding networks) | FRANCE | VAUVERT | Solar | NON MERCHANT | 100% | Global | 100% | In operation | 1.344 | 1.344 | 1.344
France (networks & excluding networks) | FRANCE | VEAUGRAND | Solar | NON MERCHANT | 100% | Global | 100% | In operation | 0.27 | 0.27 | 0.27
France (networks & excluding networks) | FRANCE | VEDENE | Solar | NON MERCHANT | 100% | Global | 100% | In operation | 0.54 | 0.54 | 0.54
France (networks & excluding networks) | FRANCE | VENDRES | Solar | NON MERCHANT | 100% | Global | 100% | In operation | 0.1 | 0.1 | 0.1
France (networks & excluding networks) | FRANCE | VERGT | Solar | NON MERCHANT | 100% | Global | 100% | In operation | 0.1 | 0.1 | 0.1
France (networks & excluding networks) | FRANCE | VERLHAC-TESCOU | Solar | NON MERCHANT | 100% | Global | 100% | Under construction | 0.25 | 0.25 | 0.25
France (networks & excluding networks) | FRANCE | VEYNES | Solar | NON MERCHANT | 100% | Global | 100% | In operation | 0.228 | 0.228 | 0.228
France (networks & excluding networks) | FRANCE | VILLEBOIS | Solar | NON MERCHANT | 100% | Global | 49.98% | In operation | 3.04 | 3.04 | 1.519
France (networks & excluding networks) | FRANCE | VILLELAURE | Solar | NON MERCHANT | 100% | Global | 100% | In operation | 0.852 | 0.852 | 0.852
France (networks & excluding networks) | FRANCE | VILLENEUVE LES AVIGNONS | Solar | NON MERCHANT | 100% | Global | 100% | In operation | 0.27 | 0.27 | 0.27
France (networks & excluding networks) | FRANCE | VILLENEUVE-LA-RIVIERE | Solar | NON MERCHANT | 100% | Global | 100% | Under construction | 0.22 | 0.22 | 0.22
France (networks & excluding networks) | FRANCE | VILLENEUVE-LES-BEZIERS | Solar | NON MERCHANT | 100% | Global | 55% | In operation | 0.095 | 0.095 | 0.052
France (networks & excluding networks) | FRANCE | VILLERAZE | Solar | NON MERCHANT | 100% | Global | 100% | Under construction | 12 | 12 | 12
France (networks & excluding networks) | FRANCE | VITROLLES(05) | Solar | NON MERCHANT | 17.49% | Equity | 17.49% | In operation | 2.88 | 0.504 | 0.504
France (networks & excluding networks) | FRANCE | VITROLLES(05) | Solar | NON MERCHANT | 100% | Global | 100% | In operation | 0.704 | 0.704 | 0.704
France (networks & excluding networks) | FRANCE | VOGUE | Solar | NON MERCHANT | 100% | Global | 100% | In operation | 0.093 | 0.093 | 0.093
France (networks & excluding networks) | FRANCE | VOGUË | Solar | NON MERCHANT | 100% | Global | 100% | In operation | 0.078 | 0.078 | 0.078
France (networks & excluding networks) | FRANCE | VOLX | Solar | NON MERCHANT | 100% | Global | 76% | In operation | 0.198 | 0.198 | 0.15
France (networks & excluding networks) | FRANCE | WALON | Solar | NON MERCHANT | 50% | Equity | 50% | In operation | 13.491 | 6.747 | 6.747
France (networks & excluding networks) | FRANCE | ZAC NICOPOLIS | Solar | NON MERCHANT | 10% | Equity | 10% | In operation | 4.599 | 0.46 | 0.46
France (networks & excluding networks) | FRANCE | ZILIA | Solar | NON MERCHANT | 100% | Global | 76% | In operation | 0.279 | 0.279 | 0.212
France (networks & excluding networks) | FRANCE | ABLAINCOURT-PRES | Wind on shore | NON MERCHANT | 50% | Equity | 50% | In operation | 14.35 | 7.175 | 7.175
France (networks & excluding networks) | FRANCE | ACHIET-LE-PETIT | Wind on shore | NON MERCHANT | 100% | Global | 100% | Under construction | 10.25 | 10.25 | 10.25
France (networks & excluding networks) | FRANCE | ARGUEL | Wind on shore | NON MERCHANT | 100% | Global | 49.98% | In operation | 42.2 | 42.2 | 21.092
France (networks & excluding networks) | FRANCE | AUDUN-LE-ROMAN | Wind on shore | NON MERCHANT | 100% | Global | 100% | Under construction | 4 | 4 | 4
France (networks & excluding networks) | FRANCE | AULNOIS | Wind on shore | NON MERCHANT | 100% | Global | 49.98% | In operation | 19.2 | 19.2 | 9.596
France (networks & excluding networks) | FRANCE | AVESNES ET BEAUVOIR | Wind on shore | NON MERCHANT | 50% | Equity | 50% | In operation | 12 | 6 | 6
France (networks & excluding networks) | FRANCE | BAIS | Wind on shore | NON MERCHANT | 100% | Global | 49.98% | In operation | 4.6 | 4.6 | 2.299
France (networks & excluding networks) | FRANCE | BARLY | Wind on shore | NON MERCHANT | 50% | Equity | 50% | In operation | 10 | 5 | 5
France (networks & excluding networks) | FRANCE | BEAUCAIRE | Wind on shore | NON MERCHANT | 100% | Global | 49.98% | In operation | 11.5 | 11.5 | 5.748
France (networks & excluding networks) | FRANCE | BEAUFOU | Wind on shore | NON MERCHANT | 100% | Global | 49.98% | In operation | 12 | 12 | 5.998
France (networks & excluding networks) | FRANCE | BEAUSITE | Wind on shore | NON MERCHANT | 100% | Global | 49.98% | Under construction | 16.8 | 16.8 | 8.397
France (networks & excluding networks) | FRANCE | BETHENIVILLE | Wind on shore | NON MERCHANT | 50% | Equity | 50% | In operation | 12 | 6 | 6
France (networks & excluding networks) | FRANCE | BEVILLERS | Wind on shore | NON MERCHANT | 100% | Global | 100% | Under construction | 45.6 | 45.6 | 45.6
France (networks & excluding networks) | FRANCE | BOLLENE | Wind on shore | NON MERCHANT | 100% | Global | 49.98% | In operation | 7.5 | 7.5 | 3.749
France (networks & excluding networks) | FRANCE | BONNE VOISINE | Wind on shore | NON MERCHANT | 100% | Global | 49.98% | In operation | 12 | 12 | 5.998
France (networks & excluding networks) | FRANCE | BRASSY | Wind on shore | NON MERCHANT | 100% | Global | 49.98% | In operation | 11.5 | 11.5 | 5.748
France (networks & excluding networks) | FRANCE | BRIFFONS | Wind on shore | NON MERCHANT | 100% | Global | 53% | In operation | 4.8 | 4.8 | 2.544
France (networks & excluding networks) | FRANCE | BRUSQUE | Wind on shore | NON MERCHANT | 100% | Global | 100% | In operation | 21 | 21 | 21
France (networks & excluding networks) | FRANCE | BUIGNY | Wind on shore | NON MERCHANT | 100% | Global | 49.98% | In operation | 11.5 | 11.5 | 5.748
France (networks & excluding networks) | FRANCE | CAMBERNON | Wind on shore | NON MERCHANT | 100% | Global | 49.98% | In operation | 9.2 | 9.2 | 4.598
France (networks & excluding networks) | FRANCE | CAMPAGNES | Wind on shore | NON MERCHANT | 50% | Equity | 50% | In operation | 8.35 | 4.175 | 4.175
France (networks & excluding networks) | FRANCE | CANEHAN | Wind on shore | NON MERCHANT | 100% | Global | 49.98% | In operation | 13.8 | 13.8 | 6.897
France (networks & excluding networks) | FRANCE | CERNON | Wind on shore | NON MERCHANT | 4.5% | Equity | 4.5% | In operation | 10 | 0.45 | 0.45
France (networks & excluding networks) | FRANCE | CERNON | Wind on shore | NON MERCHANT | 50% | Equity | 50% | In operation | 21.85 | 10.925 | 10.925
France (networks & excluding networks) | FRANCE | CHATAIGNIERS | Wind on shore | NON MERCHANT | 50.1% | Equity | 50.1% | In operation | 14 | 7.014 | 7.014
France (networks & excluding networks) | FRANCE | CHEMIN DES HAGUENETS | Wind on shore | NON MERCHANT | 50% | Equity | 50% | In operation | 28.7 | 14.35 | 14.35
France (networks & excluding networks) | FRANCE | CHEMIN DU BOIS HUBERT | Wind on shore | NON MERCHANT | 50.1% | Equity | 50.1% | In operation | 27.6 | 13.828 | 13.828
France (networks & excluding networks) | FRANCE | CHEPPES | Wind on shore | NON MERCHANT | 50% | Equity | 50% | In operation | 10.25 | 5.125 | 5.125
France (networks & excluding networks) | FRANCE | CHOQUEUSE | Wind on shore | NON MERCHANT | 100% | Global | 49.98% | In operation | 14.1 | 14.1 | 7.047
France (networks & excluding networks) | FRANCE | COLLINES DU MAINE | Wind on shore | NON MERCHANT | 100% | Global | 49.98% | In operation | 13.8 | 13.8 | 6.897
France (networks & excluding networks) | FRANCE | COSSE | Wind on shore | NON MERCHANT | 100% | Global | 49.98% | In operation | 11.6 | 11.6 | 5.798
France (networks & excluding networks) | FRANCE | COTE DE LA BOUCHERE | Wind on shore | NON MERCHANT | 50% | Equity | 50% | In operation | 13.8 | 6.9 | 6.9
France (networks & excluding networks) | FRANCE | CRENNES-SUR-FRAUBEE | Wind on shore | NON MERCHANT | 100% | Global | 49.98% | In operation | 10 | 10 | 4.998
France (networks & excluding networks) | FRANCE | CRETE TARLARE | Wind on shore | NON MERCHANT | 50% | Equity | 50% | In operation | 8.24 | 4.12 | 4.12
France (networks & excluding networks) | FRANCE | CRETE TARLARE | Wind on shore | NON MERCHANT | 100% | Global | 100% | Under construction | 2.05 | 2.05 | 2.05
France (networks & excluding networks) | FRANCE | CREVECOEUR | Wind on shore | NON MERCHANT | 100% | Global | 49.98% | In operation | 4 | 4 | 1.999
France (networks & excluding networks) | FRANCE | CRUGUEL | Wind on shore | NON MERCHANT | 100% | Global | 49.98% | In operation | 12 | 12 | 5.998
France (networks & excluding networks) | FRANCE | CRUSCADES | Wind on shore | NON MERCHANT | 50% | Equity | 50% | In operation | 11.5 | 5.75 | 5.75
France (networks & excluding networks) | FRANCE | ECHALOT | Wind on shore | NON MERCHANT | 50% | Equity | 50% | In operation | 16.4 | 8.2 | 8.2
France (networks & excluding networks) | FRANCE | ERBRAY | Wind on shore | NON MERCHANT | 100% | Global | 49.98% | In operation | 11.5 | 11.5 | 5.748
France (networks & excluding networks) | FRANCE | ESPINASSIERE | Wind on shore | NON MERCHANT | 50% | Equity | 50% | In operation | 18 | 9 | 9
France (networks & excluding networks) | FRANCE | FALFOSSE | Wind on shore | NON MERCHANT | 50.1% | Equity | 50.1% | In operation | 11.75 | 5.887 | 5.887
France (networks & excluding networks) | FRANCE | FALLERON | Wind on shore | NON MERCHANT | 100% | Global | 49.98% | In operation | 11.5 | 11.5 | 5.748
France (networks & excluding networks) | FRANCE | FITOU | Wind on shore | MERCHANT | 50% | Equity | 50% | In operation | 10.4 | 5.2 | 5.2
France (networks & excluding networks) | FRANCE | FLAMETS | Wind on shore | NON MERCHANT | 50% | Equity | 50% | In operation | 10 | 5 | 5
France (networks & excluding networks) | FRANCE | FONTENILLE | Wind on shore | NON MERCHANT | 50% | Equity | 50% | In operation | 10 | 5 | 5
France (networks & excluding networks) | FRANCE | FORET DE THIVOLET | Wind on shore | NON MERCHANT | 51.91% | Equity | 51.91% | In operation | 17.6 | 9.136 | 9.136
France (networks & excluding networks) | FRANCE | FOS-SUR-MER | Wind on shore | NON MERCHANT | 100% | Global | 49.98% | In operation | 10 | 10 | 4.998
France (networks & excluding networks) | FRANCE | FREIGNE | Wind on shore | NON MERCHANT | 100% | Global | 49.98% | In operation | 9.2 | 9.2 | 4.598
France (networks & excluding networks) | FRANCE | GERMINON | Wind on shore | NON MERCHANT | 50% | Equity | 50% | In operation | 75 | 37.5 | 37.5
France (networks & excluding networks) | FRANCE | GOURGANCON | Wind on shore | NON MERCHANT | 50% | Equity | 50% | In operation | 48 | 24 | 24
France (networks & excluding networks) | FRANCE | GRANDS GATS | Wind on shore | NON MERCHANT | 50% | Equity | 50% | In operation | 6.15 | 3.075 | 3.075
France (networks & excluding networks) | FRANCE | GUERVILLE MELLEVILLE | Wind on shore | NON MERCHANT | 100% | Global | 49.98% | In operation | 11.5 | 11.5 | 5.748
France (networks & excluding networks) | FRANCE | HAMBERS | Wind on shore | NON MERCHANT | 50% | Equity | 50% | In operation | 8.2 | 4.1 | 4.1
France (networks & excluding networks) | FRANCE | HANGEST | Wind on shore | NON MERCHANT | 50% | Equity | 50% | In operation | 20.5 | 10.25 | 10.25
France (networks & excluding networks) | FRANCE | HARCANVILLE | Wind on shore | NON MERCHANT | 100% | Global | 49.98% | In operation | 9.2 | 9.2 | 4.598
France (networks & excluding networks) | FRANCE | HAUT DES AILES | Wind on shore | NON MERCHANT | 50% | Equity | 50% | In operation | 44 | 22 | 22
France (networks & excluding networks) | FRANCE | HAUTE SOMME | Wind on shore | NON MERCHANT | 50% | Equity | 50% | In operation | 18.54 | 9.27 | 9.27
France (networks & excluding networks) | FRANCE | HAUTE SOMME | Wind on shore | NON MERCHANT | 100% | Global | 100% | Under construction | 2.05 | 2.05 | 2.05
France (networks & excluding networks) | FRANCE | HAUTE-LYS | Wind on shore | NON MERCHANT | 50% | Equity | 50% | In operation | 37.5 | 18.75 | 18.75
France (networks & excluding networks) | FRANCE | HAUVINE | Wind on shore | NON MERCHANT | 100% | Global | 100% | Under construction | 27.6 | 27.6 | 27.6
France (networks & excluding networks) | FRANCE | HOUDELAINCOURT-BONNET | Wind on shore | NON MERCHANT | 100% | Global | 90% | In operation | 13.2 | 13.2 | 11.88
France (networks & excluding networks) | FRANCE | KERIGARET | Wind on shore | NON MERCHANT | 50% | Equity | 50% | In operation | 12 | 6 | 6
France (networks & excluding networks) | FRANCE | LA BRETELLE | Wind on shore | NON MERCHANT | 50% | Equity | 50% | In operation | 30.75 | 15.375 | 15.375
France (networks & excluding networks) | FRANCE | LA CROISETTE | Wind on shore | NON MERCHANT | 100% | Global | 49.98% | In operation | 29.9 | 29.9 | 14.944
France (networks & excluding networks) | FRANCE | LA DIVATTE | Wind on shore | NON MERCHANT | 100% | Global | 49.98% | In operation | 9.2 | 9.2 | 4.598
France (networks & excluding networks) | FRANCE | LA FRENIERE | Wind on shore | NON MERCHANT | 50% | Equity | 50% | In operation | 4.25 | 2.125 | 2.125
France (networks & excluding networks) | FRANCE | LA HAUTE BORNE | Wind on shore | NON MERCHANT | 50% | Equity | 50% | In operation | 8.2 | 4.1 | 4.1
France (networks & excluding networks) | FRANCE | LA MONJOIE | Wind on shore | NON MERCHANT | 50% | Equity | 50% | In operation | 10.25 | 5.125 | 5.125
France (networks & excluding networks) | FRANCE | LA PICOTERIE | Wind on shore | NON MERCHANT | 50% | Equity | 50% | In operation | 22 | 11 | 11
France (networks & excluding networks) | FRANCE | LA PREVOTERIE | Wind on shore | NON MERCHANT | 50% | Equity | 50% | In operation | 49.44 | 24.72 | 24.72
France (networks & excluding networks) | FRANCE | LA PREVOTERIE | Wind on shore | NON MERCHANT | 100% | Global | 100% | Under construction | 14.35 | 14.35 | 14.35
France (networks & excluding networks) | FRANCE | LA SAURUPT | Wind on shore | NON MERCHANT | 50% | Equity | 50% | In operation | 10.25 | 5.125 | 5.125
France (networks & excluding networks) | FRANCE | LA SOLERIE | Wind on shore | NON MERCHANT | 50% | Equity | 50% | In operation | 12.3 | 6.15 | 6.15
France (networks & excluding networks) | FRANCE | LANDES DE COUESME | Wind on shore | NON MERCHANT | 50% | Equity | 50% | In operation | 33 | 16.5 | 16.5
France (networks & excluding networks) | FRANCE | LANRIVOARE | Wind on shore | NON MERCHANT | 50% | Equity | 50% | In operation | 2.55 | 1.275 | 1.275
France (networks & excluding networks) | FRANCE | L'AUXERROIS | Wind on shore | NON MERCHANT | 50.1% | Equity | 50.1% | In operation | 32 | 16.032 | 16.032
France (networks & excluding networks) | FRANCE | LAVERNAT | Wind on shore | NON MERCHANT | 50% | Equity | 50% | In operation | 8 | 4 | 4
France (networks & excluding networks) | FRANCE | LE CANET | Wind on shore | NON MERCHANT | 50% | Equity | 50% | In operation | 11.5 | 5.75 | 5.75
France (networks & excluding networks) | FRANCE | LE CHAMP VERT | Wind on shore | NON MERCHANT | 50% | Equity | 50% | In operation | 10.25 | 5.125 | 5.125
France (networks & excluding networks) | FRANCE | LE CHAMP VERT-SOMMER | Wind on shore | NON MERCHANT | 50% | Equity | 50% | In operation | 12.36 | 6.18 | 6.18
France (networks & excluding networks) | FRANCE | LE CLOS DU PRESSOIR | Wind on shore | NON MERCHANT | 100% | Global | 49.98% | In operation | 12 | 12 | 5.998
France (networks & excluding networks) | FRANCE | LE MIROIR | Wind on shore | NON MERCHANT | 50% | Equity | 50% | In operation | 22 | 11 | 11
France (networks & excluding networks) | FRANCE | LE MONT DE L'ARBRE | Wind on shore | NON MERCHANT | 50% | Equity | 50% | In operation | 6 | 3 | 3
France (networks & excluding networks) | FRANCE | LE MONT DE PONCHE | Wind on shore | NON MERCHANT | 50% | Equity | 50% | In operation | 8.2 | 4.1 | 4.1
France (networks & excluding networks) | FRANCE | LE MONT DE PONCHE | Wind on shore | NON MERCHANT | 100% | Global | 100% | Under construction | 10.35 | 10.35 | 10.35
France (networks & excluding networks) | FRANCE | LE PETIT TERROIR | Wind on shore | NON MERCHANT | 50% | Equity | 50% | In operation | 11.15 | 5.575 | 5.575
France (networks & excluding networks) | FRANCE | LE POUZIN | Wind on shore | NON MERCHANT | 100% | Global | 49.98% | In operation | 4.6 | 4.6 | 2.299
France (networks & excluding networks) | FRANCE | LE VIEUX MOULIN | Wind on shore | NON MERCHANT | 50% | Equity | 50% | In operation | 12.3 | 6.15 | 6.15
France (networks & excluding networks) | FRANCE | L'EPINE | Wind on shore | NON MERCHANT | 50% | Equity | 50% | In operation | 12.36 | 6.18 | 6.18
France (networks & excluding networks) | FRANCE | L'EPINE | Wind on shore | NON MERCHANT | 100% | Global | 100% | Under construction | 2.05 | 2.05 | 2.05
France (networks & excluding networks) | FRANCE | L'EPIVENT | Wind on shore | NON MERCHANT | 50% | Equity | 50% | In operation | 12.36 | 6.18 | 6.18
France (networks & excluding networks) | FRANCE | LES HAUTS PAYS | Wind on shore | NON MERCHANT | 50% | Equity | 50% | In operation | 79.95 | 39.975 | 39.975
France (networks & excluding networks) | FRANCE | LES MONTS | Wind on shore | NON MERCHANT | 100% | Global | 100% | In operation | 35.2 | 35.2 | 35.2
France (networks & excluding networks) | FRANCE | LES PRES HAUTS | Wind on shore | NON MERCHANT | 50% | Equity | 50% | In operation | 12.3 | 6.15 | 6.15
France (networks & excluding networks) | FRANCE | LIHUS | Wind on shore | NON MERCHANT | 100% | Global | 49.98% | In operation | 12 | 12 | 5.998
France (networks & excluding networks) | FRANCE | LONGS CHAMPS | Wind on shore | NON MERCHANT | 50% | Equity | 50% | In operation | 8.35 | 4.175 | 4.175
France (networks & excluding networks) | FRANCE | MAISNIERES | Wind on shore | NON MERCHANT | 100% | Global | 49.98% | In operation | 12 | 12 | 5.998
France (networks & excluding networks) | FRANCE | MANNEVILLE | Wind on shore | NON MERCHANT | 50% | Equity | 50% | In operation | 13.8 | 6.9 | 6.9
France (networks & excluding networks) | FRANCE | MENEAC | Wind on shore | NON MERCHANT | 50% | Equity | 50% | In operation | 5.6 | 2.8 | 2.8
France (networks & excluding networks) | FRANCE | MESANGER | Wind on shore | NON MERCHANT | 100% | Global | 49.98% | In operation | 9.2 | 9.2 | 4.598
France (networks & excluding networks) | FRANCE | MONT D’ORIGNY | Wind on shore | NON MERCHANT | 100% | Global | 100% | Under construction | 37.95 | 37.95 | 37.95
France (networks & excluding networks) | FRANCE | MONT HEUDELAN | Wind on shore | NON MERCHANT | 50% | Equity | 50% | In operation | 29.7 | 14.85 | 14.85
France (networks & excluding networks) | FRANCE | MONT-EN-GRAINS | Wind on shore | NON MERCHANT | 100% | Global | 49.98% | In operation | 12 | 12 | 5.998
France (networks & excluding networks) | FRANCE | MONTRIGAUD | Wind on shore | NON MERCHANT | 51.91% | Equity | 51.91% | In operation | 24 | 12.458 | 12.458
France (networks & excluding networks) | FRANCE | MOTTE DE GALAURE | Wind on shore | NON MERCHANT | 100% | Global | 49.98% | In operation | 4 | 4 | 1.999
France (networks & excluding networks) | FRANCE | MOULIN DE SEHEN | Wind on shore | NON MERCHANT | 50% | Equity | 50% | In operation | 12.36 | 6.18 | 6.18
France (networks & excluding networks) | FRANCE | NEVIAN | Wind on shore | MERCHANT | 50% | Equity | 50% | In operation | 15.3 | 7.65 | 7.65
France (networks & excluding networks) | FRANCE | OPOUL | Wind on shore | MERCHANT | 50% | Equity | 50% | In operation | 10.5 | 5.25 | 5.25
France (networks & excluding networks) | FRANCE | OURSEL | Wind on shore | NON MERCHANT | 100% | Global | 49.98% | In operation | 16.4 | 16.4 | 8.197
France (networks & excluding networks) | FRANCE | PLATEAU DE CABALAS | Wind on shore | NON MERCHANT | 100% | Global | 100% | In operation | 20.7 | 20.7 | 20.7
France (networks & excluding networks) | FRANCE | PLATEAU DE CABALAS | Wind on shore | NON MERCHANT | 100% | Global | 100% | Under construction | 9.2 | 9.2 | 9.2
France (networks & excluding networks) | FRANCE | PLOUARZEL | Wind on shore | NON MERCHANT | 50% | Equity | 50% | In operation | 3.4 | 1.7 | 1.7
France (networks & excluding networks) | FRANCE | PLOUARZEL | Wind on shore | NON MERCHANT | 100% | Global | 100% | In operation | 3.3 | 3.3 | 3.3
France (networks & excluding networks) | FRANCE | PLOURIN | Wind on shore | NON MERCHANT | 50% | Equity | 50% | In operation | 3.4 | 1.7 | 1.7
France (networks & excluding networks) | FRANCE | PLUMIEUX | Wind on shore | NON MERCHANT | 50% | Equity | 50% | In operation | 16 | 8 | 8
France (networks & excluding networks) | FRANCE | PONTRU | Wind on shore | NON MERCHANT | 100% | Global | 49.98% | In operation | 16 | 16 | 7.997
France (networks & excluding networks) | FRANCE | PORT SAINT LOUIS DU RHONE | Wind on shore | NON MERCHANT | 100% | Global | 49.98% | In operation | 21.2 | 21.2 | 10.596
France (networks & excluding networks) | FRANCE | PORT-LA-NOUVELLE,SIGEAN | Wind on shore | MERCHANT | 100% | Global | 100% | In operation | 2.2 | 2.2 | 2.2
France (networks & excluding networks) | FRANCE | PORT-LA-NOUVELLE,SIGEAN | Wind on shore | NON MERCHANT | 100% | Global | 100% | In operation | 6.6 | 6.6 | 6.6
France (networks & excluding networks) | FRANCE | POULDERGAT | Wind on shore | NON MERCHANT | 100% | Global | 100% | In operation | 6.9 | 6.9 | 6.9
France (networks & excluding networks) | FRANCE | PRUGNANES | Wind on shore | NON MERCHANT | 100% | Global | 50% | In operation | 20.7 | 20.7 | 10.35
France (networks & excluding networks) | FRANCE | QUELAINES-SAINT-GAULT | Wind on shore | NON MERCHANT | 100% | Global | 49.98% | In operation | 7.05 | 7.05 | 3.524
France (networks & excluding networks) | FRANCE | RADENAC | Wind on shore | NON MERCHANT | 50% | Equity | 50% | In operation | 8.2 | 4.1 | 4.1
France (networks & excluding networks) | FRANCE | RAMBURES | Wind on shore | NON MERCHANT | 100% | Global | 49.98% | In operation | 12 | 12 | 5.998
France (networks & excluding networks) | FRANCE | RAMONT | Wind on shore | NON MERCHANT | 50.1% | Equity | 50.1% | In operation | 11.75 | 5.887 | 5.887
France (networks & excluding networks) | FRANCE | REFFROY | Wind on shore | NON MERCHANT | 50% | Equity | 50% | In operation | 32.8 | 16.4 | 16.4
France (networks & excluding networks) | FRANCE | RETHONVILLERS | Wind on shore | NON MERCHANT | 100% | Global | 49.98% | In operation | 29.9 | 29.9 | 14.944
France (networks & excluding networks) | FRANCE | REZENTIERES | Wind on shore | NON MERCHANT | 50% | Equity | 50% | In operation | 10 | 5 | 5
France (networks & excluding networks) | FRANCE | ROCHEFORT | Wind on shore | NON MERCHANT | 100% | Global | 49.98% | In operation | 7.5 | 7.5 | 3.749
France (networks & excluding networks) | FRANCE | ROQUETAILLADE | Wind on shore | MERCHANT | 50% | Equity | 50% | In operation | 4.23 | 2.115 | 2.115
France (networks & excluding networks) | FRANCE | ROQUETAILLADE | Wind on shore | NON MERCHANT | 50% | Equity | 50% | In operation | 18.7 | 9.35 | 9.35
France (networks & excluding networks) | FRANCE | RUMONT | Wind on shore | NON MERCHANT | 50% | Equity | 50% | In operation | 26.65 | 13.325 | 13.325
France (networks & excluding networks) | FRANCE | SACQUENAY-CHAZEUIL | Wind on shore | NON MERCHANT | 100% | Global | 49.98% | In operation | 18 | 18 | 8.996
France (networks & excluding networks) | FRANCE | SAILLY-AU-BOIS | Wind on shore | NON MERCHANT | 100% | Global | 100% | In operation | 6.9 | 6.9 | 6.9
France (networks & excluding networks) | FRANCE | SAINT BENOIT SUR SEINE | Wind on shore | NON MERCHANT | 50% | Equity | 50% | In operation | 12.8 | 6.4 | 6.4
France (networks & excluding networks) | FRANCE | SAINT COULITZ | Wind on shore | NON MERCHANT | 50% | Equity | 50% | In operation | 8 | 4 | 4
France (networks & excluding networks) | FRANCE | SAINT SAUMONT | Wind on shore | NON MERCHANT | 50% | Equity | 50% | In operation | 10.25 | 5.125 | 5.125
France (networks & excluding networks) | FRANCE | SAINT SERVANT | Wind on shore | NON MERCHANT | 50% | Equity | 50% | In operation | 12 | 6 | 6
France (networks & excluding networks) | FRANCE | SAINTE-COLOMBE | Wind on shore | NON MERCHANT | 50% | Equity | 50% | In operation | 15.4 | 7.7 | 7.7
France (networks & excluding networks) | FRANCE | SAINT-GENEROUX | Wind on shore | NON MERCHANT | 100% | Global | 100% | Under construction | 17 | 17 | 17
France (networks & excluding networks) | FRANCE | SAINT-MICHEL-ET-CHANVEAUX | Wind on shore | NON MERCHANT | 100% | Global | 49.98% | In operation | 11.5 | 11.5 | 5.748
France (networks & excluding networks) | FRANCE | SAINT-PIERREMONT | Wind on shore | NON MERCHANT | 100% | Global | 100% | In operation | 8.2 | 8.2 | 8.2
France (networks & excluding networks) | FRANCE | SAINT-SERVAIS | Wind on shore | NON MERCHANT | 50% | Equity | 50% | In operation | 5.6 | 2.8 | 2.8
France (networks & excluding networks) | FRANCE | SAUGERE | Wind on shore | NON MERCHANT | 100% | Global | 49.98% | In operation | 9.2 | 9.2 | 4.598
France (networks & excluding networks) | FRANCE | SCAER | Wind on shore | NON MERCHANT | 50% | Equity | 50% | In operation | 18.45 | 9.225 | 9.225
France (networks & excluding networks) | FRANCE | SOMME SOUDE | Wind on shore | NON MERCHANT | 50% | Equity | 50% | In operation | 20.5 | 10.25 | 10.25
France (networks & excluding networks) | FRANCE | SOUDAN | Wind on shore | NON MERCHANT | 100% | Global | 49.98% | In operation | 6.9 | 6.9 | 3.449
France (networks & excluding networks) | FRANCE | ST GEORGES LES BAINS | Wind on shore | NON MERCHANT | 100% | Global | 49.98% | In operation | 11.5 | 11.5 | 5.748
France (networks & excluding networks) | FRANCE | ST QUENTIN EN MAUGES | Wind on shore | NON MERCHANT | 100% | Global | 49.98% | In operation | 16 | 16 | 7.997
France (networks & excluding networks) | FRANCE | ST QUENTIN LA MOTTE | Wind on shore | NON MERCHANT | 100% | Global | 49.98% | In operation | 9.2 | 9.2 | 4.598
France (networks & excluding networks) | FRANCE | TAMBOURS | Wind on shore | NON MERCHANT | 50% | Equity | 50% | In operation | 8.35 | 4.175 | 4.175
France (networks & excluding networks) | FRANCE | VALLEE DU ROGNON | Wind on shore | NON MERCHANT | 50% | Equity | 50% | In operation | 12 | 6 | 6
France (networks & excluding networks) | FRANCE | VILLERS-VICOMTE | Wind on shore | NON MERCHANT | 100% | Global | 49.98% | In operation | 7.05 | 7.05 | 3.524
France (networks & excluding networks) | FRANCE | VISMES | Wind on shore | NON MERCHANT | 100% | Global | 49.98% | In operation | 11.5 | 11.5 | 5.748
France (networks & excluding networks) | FRANCE | VOIE DU MOULIN | Wind on shore | NON MERCHANT | 50.1% | Equity | 50.1% | In operation | 10.25 | 5.135 | 5.135
France (networks & excluding networks) | FRANCE | VOUILLON | Wind on shore | NON MERCHANT | 50% | Equity | 50% | In operation | 20.7 | 10.35 | 10.35
France (networks & excluding networks) | FRANCE | YPREVILLE | Wind on shore | NON MERCHANT | 50% | Equity | 50% | In operation | 12 | 6 | 6
France (networks & excluding networks) | MONACO | SMA -50MW | Biomass and biogas | NON MERCHANT | 100% | Global | 100% | In operation | 3 | 3 | 3
France (networks & excluding networks) | FRANCE | VAULX EN VELIN | Biomass and biogas | NON MERCHANT | 100% | Global | 100% | In operation | 5.4 | 5.4 | 5.4
France (networks & excluding networks) | FRANCE | CPCU ST OUEN | Coal | NON MERCHANT | 100% | Global | 100% | In operation | 7 | 7 | 7
France (networks & excluding networks) | FRENCH POLYNESIA (TOM) | EDT - ENR HYDRO | Hydro Run of River | NON MERCHANT | 100% | Global | 100% | In operation | 48 | 48 | 48
France (networks & excluding networks) | FRANCE | CHALON TOTAL | Natural gas | NON MERCHANT | 100% | Global | 100% | In operation | 12 | 12 | 12
France (networks & excluding networks) | FRANCE | CHAUFFERIE DE MEUDON | Natural gas | NON MERCHANT | 100% | Global | 100% | In operation | 7.3 | 7.3 | 7.3
France (networks & excluding networks) | FRANCE | CHAUFFERIE DE PARLY 2 (LE CHESNAY) | Natural gas | NON MERCHANT | 100% | Global | 100% | In operation | 10.7 | 10.7 | 10.7
France (networks & excluding networks) | FRANCE | CHAUFFERIE DE VÉLIZY-V3 | Natural gas | NON MERCHANT | 100% | Global | 100% | In operation | 12 | 12 | 12
France (networks & excluding networks) | FRANCE | CHAUFFERIE SVCU VERSAILLES | Natural gas | NON MERCHANT | 100% | Global | 100% | In operation | 12 | 12 | 12
France (networks & excluding networks) | FRANCE | COGIF | Natural gas | NON MERCHANT | 100% | Global | 100% | In operation | 3.9 | 3.9 | 3.9
France (networks & excluding networks) | FRANCE | COMPIÈGNE | Natural gas | NON MERCHANT | 100% | Global | 100% | In operation | 5.5 | 5.5 | 5.5
France (networks & excluding networks) | FRANCE | CONSOLIDATION < 20 MW | Natural gas | NON MERCHANT | 100% | Global | 100% | In operation | 12 | 12 | 12
France (networks & excluding networks) | FRANCE | CPCU SNC COGEN VITRY | Natural gas | NON MERCHANT | 100% | Global | 100% | In operation | 128 | 128 | 128
France (networks & excluding networks) | FRANCE | CPCU ST OUEN | Natural gas | NON MERCHANT | 100% | Global | 100% | In operation | 128 | 128 | 128
France (networks & excluding networks) | FRANCE | DOLE | Natural gas | NON MERCHANT | 100% | Global | 100% | In operation | 5.6 | 5.6 | 5.6
France (networks & excluding networks) | FRANCE | ENERSUD | Natural gas | NON MERCHANT | 100% | Global | 100% | In operation | 10.6 | 10.6 | 10.6
France (networks & excluding networks) | FRANCE | ERENA | Natural gas | NON MERCHANT | 100% | Global | 100% | In operation | 18.01 | 18.01 | 18.01
France (networks & excluding networks) | FRANCE | GENNEVILLIERS ENERGIE | Natural gas | NON MERCHANT | 100% | Global | 100% | In operation | 5.5 | 5.5 | 5.5
France (networks & excluding networks) | FRANCE | GEODALYS | Natural gas | NON MERCHANT | 100% | Global | 100% | In operation | 3.4 | 3.4 | 3.4
France (networks & excluding networks) | FRANCE | GRIGNY LGB | Natural gas | NON MERCHANT | 100% | Global | 100% | In operation | 4.85 | 4.85 | 4.85
France (networks & excluding networks) | FRANCE | MONCIA | Natural gas | NON MERCHANT | 100% | Global | 100% | In operation | 5.2 | 5.2 | 5.2
France (networks & excluding networks) | FRANCE | SEFIR | Natural gas | NON MERCHANT | 100% | Global | 100% | In operation | 2.9 | 2.9 | 2.9
France (networks & excluding networks) | FRANCE | SETHELEC BASSENS | Natural gas | NON MERCHANT | 100% | Global | 100% | In operation | 10.8 | 10.8 | 10.8
France (networks & excluding networks) | FRANCE | SEVRAN | Natural gas | NON MERCHANT | 100% | Global | 100% | In operation | 11 | 11 | 11
France (networks & excluding networks) | FRENCH POLYNESIA (TOM) | CENTRALE E. MARTIN | Other non renewable | NON MERCHANT | 100% | Global | 100% | In operation | 157 | 157 | 157
France (networks & excluding networks) | FRENCH POLYNESIA (TOM) | CENTRALE VAIRAATOA | Other non renewable | NON MERCHANT | 100% | Global | 100% | In operation | 35 | 35 | 35
France (networks & excluding networks) | FRANCE | CLIMESPACE | Other non renewable | NON MERCHANT | 100% | Global | 100% | In operation | 8.4 | 8.4 | 8.4
France (networks & excluding networks) | FRENCH POLYNESIA (TOM) | EDT AUTRES | Other non renewable | NON MERCHANT | 100% | Global | 100% | In operation | 43 | 43 | 43
France (networks & excluding networks) | WALLIS AND FUTUNA | EEWF (< 20 MWTH) | Other non renewable | NON MERCHANT | 100% | Global | 100% | In operation | 8.631 | 8.631 | 8.631
France (networks & excluding networks) | NEW CALEDONIA | ELECTRICITÉ EAUX CALÉDONIE (< 20 MWTH) | Other non renewable | NON MERCHANT | 100% | Global | 100% | In operation | 25 | 25 | 25
France (networks & excluding networks) | VANUATU | VANUATU - CONSOLIDATION (< 100 MWTH) | Other non renewable | NON MERCHANT | 100% | Global | 100% | In operation | 24.14 | 24.14 | 24.14
France (networks & excluding networks) | FRENCH POLYNESIA (TOM) | EDT - ENR SOLAIRE | Solar | NON MERCHANT | 100% | Global | 100% | In operation | 0.5 | 0.5 | 0.5
France (networks & excluding networks) | NEW CALEDONIA | EEC - ENR SOLAIRE | Solar | NON MERCHANT | 100% | Global | 100% | In operation | 2 | 2 | 2
France (networks & excluding networks) | FRANCE | GREEN YELLOW HOLDING - ENR SOLAIRE | Solar | NON MERCHANT | 100% | Global | 100% | In operation | 4.67 | 4.67 | 4.67
France (networks & excluding networks) | MONACO | SMEG - ENR SOLAIRE | Solar | NON MERCHANT | 100% | Global | 100% | In operation | 0.003 | 0.003 | 0.003
France (networks & excluding networks) | NEW CALEDONIA | EEC - ENR EOLIEN | Wind on shore | NON MERCHANT | 100% | Global | 100% | In operation | 35.5 | 35.5 | 35.5
Latin America | BRAZIL | FERRARI | Biomass and biogas | NON MERCHANT | 100% | Global | 68.71% | In operation | 43.55 | 43.55 | 29.923
Latin America | BRAZIL | IBITIUVA | Biomass and biogas | NON MERCHANT | 69.27% | Proportional | 47.6% | In operation | 30 | 20.781 | 14.28
Latin America | BRAZIL | LAGES | Biomass and biogas | NON MERCHANT | 100% | Global | 68.71% | In operation | 25 | 25 | 17.178
Latin America | BRAZIL | JORGE LACERDA | Coal | NON MERCHANT | 100% | Global | 68.71% | In operation | 773 | 773 | 531.13
Latin America | BRAZIL | PAMPA SUL | Coal | NON MERCHANT | 100% | Global | 68.71% | In operation | 323.5 | 323.5 | 222.277
Latin America | BRAZIL | MACHADINHO | Hydro Reservoir-Dam | MOSTLY CONTRACTED | 35.43% | Proportional | 24.34% | In operation | 1140 | 403.902 | 277.476
Latin America | BRAZIL | MIRANDA | Hydro Reservoir-Dam | NON MERCHANT | 100% | Global | 68.71% | In operation | 408 | 408 | 280.338
Latin America | BRAZIL | PASSO FUNDO | Hydro Reservoir-Dam | MOSTLY CONTRACTED | 100% | Global | 68.71% | In operation | 226 | 226 | 155.284
Latin America | BRAZIL | SALTO SANTIAGO | Hydro Reservoir-Dam | MOSTLY CONTRACTED | 100% | Global | 68.71% | In operation | 1420 | 1420 | 975.684
Latin America | BRAZIL | CANA BRAVA | Hydro Run of River | NON MERCHANT | 100% | Global | 68.71% | In operation | 450 | 450 | 309.195
Latin America | BRAZIL | ESTREITO | Hydro Run of River | NON MERCHANT | 40.07% | Proportional | 27.53% | In operation | 1087 | 435.56 | 299.248
Latin America | BRAZIL | ITÁ | Hydro Run of River | MOSTLY CONTRACTED | 77.71% | Proportional | 53.39% | In operation | 1450 | 1126.795 | 774.155
Latin America | BRAZIL | JAGUARA | Hydro Run of River | NON MERCHANT | 100% | Global | 68.71% | In operation | 424 | 424 | 291.332
Latin America | BRAZIL | JIRAU | Hydro Run of River | NON MERCHANT | 40% | Equity | 40% | In operation | 3750 | 1500 | 1500
Latin America | BRAZIL | JOSÉ GELÁZIO | Hydro Run of River | NON MERCHANT | 100% | Global | 68.71% | In operation | 23.7 | 23.7 | 16.284
Latin America | BRAZIL | PONTE DE PEDRA | Hydro Run of River | NON MERCHANT | 100% | Global | 68.71% | In operation | 176.1 | 176.1 | 120.999
Latin America | BRAZIL | RONDONOPOLIS | Hydro Run of River | NON MERCHANT | 100% | Global | 68.71% | In operation | 26.61 | 26.61 | 18.285
Latin America | BRAZIL | SALTO OSÓRIO | Hydro Run of River | MOSTLY CONTRACTED | 100% | Global | 68.71% | In operation | 1078 | 1078 | 740.694
Latin America | BRAZIL | SAO SALVADOR | Hydro Run of River | NON MERCHANT | 100% | Global | 68.71% | In operation | 243.2 | 243.2 | 167.102
Latin America | BRAZIL | ASSU | Solar | MERCHANT | 100% | Global | 68.71% | In operation | 30 | 30 | 20.613
Latin America | BRAZIL | CIDADE AZUL | Solar | MERCHANT | 100% | Global | 68.71% | In operation | 3 | 3 | 2.061
Latin America | BRAZIL | FLORESTA | Solar | NON MERCHANT | 100% | Global | 99.9% | In operation | 101.3 | 101.3 | 101.198
Latin America | BRAZIL | PARACATU | Solar | NON MERCHANT | 100% | Global | 99.9% | In operation | 158 | 158 | 157.844
Latin America | BRAZIL | CAMPO LARGO | Wind on shore | MOSTLY CONTRACTED | 100% | Global | 68.71% | In operation | 297 | 297 | 204.07
Latin America | BRAZIL | CAMPO LARGO | Wind on shore | NON MERCHANT | 100% | Global | 68.71% | In operation | 29.7 | 29.7 | 20.407
Latin America | BRAZIL | CAMPO LARGO | Wind on shore | NON MERCHANT | 100% | Global | 68.71% | Under construction | 361.2 | 361.2 | 248.182
Latin America | BRAZIL | SANTA MONICA | Wind on shore | NON MERCHANT | 100% | Global | 68.71% | In operation | 97.2 | 97.2 | 66.786
Latin America | BRAZIL | TRAIRI | Wind on shore | MOSTLY CONTRACTED | 100% | Global | 68.71% | In operation | 115.4 | 115.4 | 79.291
Latin America | BRAZIL | TUBARAO | Wind on shore | MERCHANT | 100% | Global | 68.71% | In operation | 2.1 | 2.1 | 1.443
Latin America | BRAZIL | UMBURANAS | Wind on shore | MOSTLY CONTRACTED | 100% | Global | 68.71% | In operation | 257.5 | 257.5 | 176.93
Latin America | BRAZIL | UMBURANAS | Wind on shore | NON MERCHANT | 100% | Global | 68.71% | In operation | 102.5 | 102.5 | 70.429
Latin America | CHILE | IEM 1 | Coal | MOSTLY CONTRACTED | 100% | Global | 52.76% | In operation | 337.5 | 337.5 | 178.065
Latin America | PERU | ILO 21 | Coal | MOSTLY CONTRACTED | 100% | Global | 61.77% | In operation | 124.59 | 124.59 | 76.962
Latin America | CHILE | MEJILLONES CTA | Coal | MOSTLY CONTRACTED | 100% | Global | 52.76% | In operation | 160.8 | 160.8 | 84.838
Latin America | CHILE | MEJILLONES CTH | Coal | MOSTLY CONTRACTED | 100% | Global | 31.66% | In operation | 161.17 | 161.17 | 51.026
Latin America | CHILE | MEJILLONES I-II-III-VII | Coal | MOSTLY CONTRACTED | 100% | Global | 52.76% | In operation | 318.9 | 318.9 | 168.251
Latin America | CHILE | TOCOPILLA | Coal | MOSTLY CONTRACTED | 100% | Global | 52.76% | In operation | 251.73 | 251.73 | 132.813
Latin America | CHILE | CHAPIQUIÑA | Hydro Reservoir-Dam | MOSTLY CONTRACTED | 100% | Global | 52.76% | In operation | 10.138 | 10.138 | 5.349
Latin America | PERU | YUNCAN | Hydro Reservoir-Dam | MOSTLY CONTRACTED | 100% | Global | 61.77% | In operation | 136.572 | 136.572 | 84.363
Latin America | CHILE | LAJA | Hydro Run of River | MOSTLY CONTRACTED | 100% | Global | 100% | In operation | 34.06 | 34.06 | 34.06
Latin America | PERU | QUITARACSA | Hydro Run of River | MOSTLY CONTRACTED | 100% | Global | 61.77% | In operation | 118 | 118 | 72.891
Latin America | PERU | CHILCA | Natural gas | MOSTLY CONTRACTED | 100% | Global | 61.77% | In operation | 916.787 | 916.787 | 566.317
Latin America | CHILE | MEJILLONES I-II-III-VII | Natural gas | MOSTLY CONTRACTED | 100% | Global | 52.76% | In operation | 243.227 | 243.227 | 128.327
Latin America | MEXICO | MONTERREY COGENERATION | Natural gas | MOSTLY CONTRACTED | 100% | Global | 99.99% | In operation | 260 | 260 | 259.974
Latin America | MEXICO | PANUCO (DUPONT) | Natural gas | NON MERCHANT | 100% | Global | 99.99% | In operation | 56.3 | 56.3 | 56.295
Latin America | CHILE | TOCOPILLA | Natural gas | MOSTLY CONTRACTED | 100% | Global | 52.76% | In operation | 430.2 | 430.2 | 226.974
Latin America | CHILE | ARICA | Other non renewable | MOSTLY CONTRACTED | 100% | Global | 52.76% | In operation | 14.123 | 14.123 | 7.452
Latin America | PERU | ILO 31 | Other non renewable | MOSTLY CONTRACTED | 100% | Global | 61.77% | In operation | 564 | 564 | 348.394
Latin America | PERU | ILO NODO | Other non renewable | MOSTLY CONTRACTED | 100% | Global | 61.77% | In operation | 600 | 600 | 370.632
Latin America | CHILE | TAMAYA DIESELS | Other non renewable | MOSTLY CONTRACTED | 100% | Global | 52.76% | In operation | 98.98 | 98.98 | 52.222
Latin America | CHILE | TOCOPILLA | Other non renewable | MOSTLY CONTRACTED | 100% | Global | 52.76% | In operation | 49.435 | 49.435 | 26.081
Latin America | CHILE | ANDACOLLO | Solar | NON MERCHANT | 100% | Global | 100% | In operation | 1.26 | 1.26 | 1.26
Latin America | MEXICO | CABORCA | Solar | NON MERCHANT | 100% | Global | 100% | Under construction | 99 | 99 | 99
Latin America | MEXICO | CALPULALPAN | Solar | NON MERCHANT | 100% | Global | 100% | Under construction | 200 | 200 | 200
Latin America | CHILE | CAMARONES | Solar | MOSTLY CONTRACTED | 100% | Global | 52.76% | In operation | 6 | 6 | 3.166
Latin America | CHILE | EL AGUILA | Solar | MOSTLY CONTRACTED | 100% | Global | 52.76% | In operation | 2 | 2 | 1.055
Latin America | CHILE | LOS LOROS | Solar | MERCHANT | 100% | Global | 100% | In operation | 53.875 | 53.875 | 53.875
Latin America | PERU | MOQUEGUA | Solar | NON MERCHANT | 100% | Global | 61.77% | In operation | 40.5 | 40.5 | 25.018
Latin America | MEXICO | PUERTO LIBERTAD | Solar | NON MERCHANT | 100% | Global | 100% | Under construction | 100 | 100 | 100
Latin America | MEXICO | SOL DE INSURGENTES | Solar | NON MERCHANT | 100% | Global | 100% | Under construction | 21 | 21 | 21
Latin America | MEXICO | TROMPEZON | Solar | NON MERCHANT | 100% | Global | 100% | Under construction | 126 | 126 | 126
Latin America | MEXICO | VILLA AHUMADA | Solar | NON MERCHANT | 100% | Global | 100% | Under construction | 150 | 150 | 150
Latin America | MEXICO | CUIDAD VICTORIA - TRES MESA 3 | Wind on shore | NON MERCHANT | 100% | Global | 100% | In operation | 51.8 | 51.8 | 51.8
Latin America | MEXICO | LLERA DE CANALES - TRES MESA 4 | Wind on shore | MOSTLY CONTRACTED | 100% | Global | 100% | Under construction | 101 | 101 | 101
Latin America | CHILE | MONTE REDONDO | Wind on shore | MOSTLY CONTRACTED | 100% | Global | 100% | In operation | 48 | 48 | 48
Middle East / asia & Africa | MOROCCO | SAFI | Coal | NON MERCHANT | 35% | Equity | 35% | In operation | 1250 | 437.5 | 437.5
Middle East / asia & Africa | SOUTH AFRICA | DURBAN | Other non renewable | NON MERCHANT | 37.33% | Equity | 37.33% | In operation | 669.473 | 249.914 | 249.914
Middle East / asia & Africa | SOUTH AFRICA | PORT ELIZABETH | Other non renewable | NON MERCHANT | 37.33% | Equity | 37.33% | In operation | 334.303 | 124.795 | 124.795
Middle East / asia & Africa | SOUTH AFRICA | BERG RIVER | Solar | NON MERCHANT | 19.5% | Equity | 19.5% | In operation | 9 | 1.755 | 1.755
Middle East / asia & Africa | SOUTH AFRICA | KATHU | Solar | NON MERCHANT | 48.5% | Equity | 48.5% | In operation | 100 | 48.5 | 48.5
Middle East / asia & Africa | SOUTH AFRICA | MATSIKAMA | Solar | NON MERCHANT | 19.5% | Equity | 19.5% | In operation | 8.82 | 1.72 | 1.72
Middle East / asia & Africa | EGYPT | RAS GHAREB | Wind on shore | NON MERCHANT | 40% | Equity | 40% | Under construction | 262.5 | 105 | 105
Middle East / asia & Africa | MOROCCO | TARFAYA | Wind on shore | NON MERCHANT | 50% | Equity | 50% | In operation | 316.365 | 158.183 | 158.183
Middle East / asia & Africa | SOUTH AFRICA | VREDENBURG | Wind on shore | NON MERCHANT | 43% | Equity | 43% | In operation | 90.82 | 39.053 | 39.053
Middle East / asia & Africa | AUSTRALIA | KWINANA | Natural gas | MOSTLY CONTRACTED | 100% | Global | 49% | In operation | 123 | 123 | 60.27
Middle East / asia & Africa | AUSTRALIA | PELICAN POINT | Natural gas | MERCHANT | 100% | Global | 72% | In operation | 478 | 478 | 344.16
Middle East / asia & Africa | SINGAPORE | SENOKO | Natural gas | MERCHANT | 30% | Equity | 30% | In operation | 2722.8 | 816.84 | 816.84
Middle East / asia & Africa | AUSTRALIA | SYNERGEN | Natural gas | MERCHANT | 100% | Global | 72% | In operation | 368 | 368 | 264.96
Middle East / asia & Africa | SINGAPORE | SENOKO | Other non renewable | MERCHANT | 30% | Equity | 30% | In operation | 478.2 | 143.46 | 143.46
Middle East / asia & Africa | INDONESIA | MUARA LABOH | Other Renewable | NON MERCHANT | 35% | Equity | 35% | Under construction | 80 | 28 | 28
Middle East / asia & Africa | INDONESIA | RANTAU DEDAP | Other Renewable | NON MERCHANT | 42.05% | Equity | 42.05% | Under construction | 90.9 | 38.223 | 38.223
Middle East / asia & Africa | AUSTRALIA | CANUNDA | Wind on shore | MERCHANT | 100% | Global | 72% | In operation | 46 | 46 | 33.12
Middle East / asia & Africa | MONGOLIA | SAINSHAND | Wind on shore | NON MERCHANT | 40% | Equity | 40% | In operation | 55 | 22 | 22
Middle East / asia & Africa | AUSTRALIA | WILLOGOLECHE | Wind on shore | NON MERCHANT | 100% | Global | 72% | In operation | 119 | 119 | 85.68
Middle East / asia & Africa | CHINA | CHONGQING CHONGQING | Natural gas | NON MERCHANT | 40% | Equity | 40% | In operation | 1.2 | 0.48 | 0.48
Middle East / asia & Africa | CHINA | DANZISHI | Natural gas | NON MERCHANT | 40% | Equity | 40% | In operation | 2 | 0.8 | 0.8
Middle East / asia & Africa | CHINA | GUANG AN | Natural gas | NON MERCHANT | 49% | Equity | 49% | In operation | 17.8 | 8.722 | 8.722
Middle East / asia & Africa | CHINA | ANHUI CHAOHU | Solar | PARTIALLY CONTRACTED | 30% | Equity | 30% | In operation | 3.669 | 1.101 | 1.101
Middle East / asia & Africa | CHINA | ANHUI CHUZHOU | Solar | NON MERCHANT | 30% | Equity | 30% | In operation | 0.3 | 0.09 | 0.09
Middle East / asia & Africa | CHINA | ANHUI HEFEI | Solar | NON MERCHANT | 30% | Equity | 30% | In operation | 6.48 | 1.944 | 1.944
Middle East / asia & Africa | CHINA | ANHUI HEFEI | Solar | PARTIALLY CONTRACTED | 30% | Equity | 30% | In operation | 5.331 | 1.599 | 1.599
Middle East / asia & Africa | CHINA | GUANGDONG SHENZHEN | Solar | PARTIALLY CONTRACTED | 30% | Equity | 30% | In operation | 0.402 | 0.121 | 0.121
Middle East / asia & Africa | CHINA | GUIZHOU GUIYANG | Solar | PARTIALLY CONTRACTED | 30% | Equity | 30% | In operation | 2.408 | 0.723 | 0.723
Middle East / asia & Africa | CHINA | HEBEI GAOBEIDIAN | Solar | PARTIALLY CONTRACTED | 30% | Equity | 30% | In operation | 1.812 | 0.544 | 0.544
Middle East / asia & Africa | CHINA | HEBEI HANDAN | Solar | PARTIALLY CONTRACTED | 30% | Equity | 30% | In operation | 2.5 | 0.75 | 0.75
Middle East / asia & Africa | CHINA | HEBEI TANGSHAN | Solar | PARTIALLY CONTRACTED | 30% | Equity | 30% | In operation | 4.13 | 1.239 | 1.239
Middle East / asia & Africa | CHINA | HEILONGJIANG HARBIN | Solar | PARTIALLY CONTRACTED | 30% | Equity | 30% | In operation | 2.743 | 0.823 | 0.823
Middle East / asia & Africa | CHINA | HEILONGJIANG JIXI | Solar | PARTIALLY CONTRACTED | 30% | Equity | 30% | In operation | 0.891 | 0.267 | 0.267
Middle East / asia & Africa | CHINA | HENAN JIAOZUO | Solar | PARTIALLY CONTRACTED | 30% | Equity | 30% | In operation | 2.74 | 0.822 | 0.822
Middle East / asia & Africa | CHINA | HENAN NANYANG | Solar | PARTIALLY CONTRACTED | 30% | Equity | 30% | In operation | 4.815 | 1.446 | 1.446
Middle East / asia & Africa | CHINA | HENAN XINXIANG | Solar | PARTIALLY CONTRACTED | 30% | Equity | 30% | In operation | 5.643 | 1.693 | 1.693
Middle East / asia & Africa | CHINA | HENAN ZHENZHOU | Solar | NON MERCHANT | 9% | Equity | 9% | In operation | 54.14 | 4.873 | 4.873
Middle East / asia & Africa | CHINA | HENAN ZHUMADIAN | Solar | PARTIALLY CONTRACTED | 30% | Equity | 30% | In operation | 6.45 | 1.935 | 1.935
Middle East / asia & Africa | CHINA | HUBEI HONG'AN | Solar | PARTIALLY CONTRACTED | 30% | Equity | 30% | In operation | 1.632 | 0.49 | 0.49
Middle East / asia & Africa | CHINA | HUBEI SHIYAN | Solar | PARTIALLY CONTRACTED | 30% | Equity | 30% | In operation | 8.33 | 2.499 | 2.499
Middle East / asia & Africa | CHINA | HUBEI YICHANG | Solar | PARTIALLY CONTRACTED | 30% | Equity | 30% | In operation | 3.25 | 0.975 | 0.975
Middle East / asia & Africa | CHINA | INNER MONGOLIA BAOTOU | Solar | PARTIALLY CONTRACTED | 30% | Equity | 30% | In operation | 18.045 | 5.414 | 5.414
Middle East / asia & Africa | CHINA | JIANGSU NANJING | Solar | PARTIALLY CONTRACTED | 30% | Equity | 30% | In operation | 2.664 | 0.799 | 0.799
Middle East / asia & Africa | CHINA | JIANGSU SUQIAN | Solar | NON MERCHANT | 30% | Equity | 30% | In operation | 2.91 | 0.873 | 0.873
Middle East / asia & Africa | CHINA | JIANGXI JI'AN | Solar | PARTIALLY CONTRACTED | 30% | Equity | 30% | In operation | 21.39 | 6.417 | 6.417
Middle East / asia & Africa | CHINA | JIANGXI XINYU | Solar | PARTIALLY CONTRACTED | 30% | Equity | 30% | In operation | 8.57 | 2.571 | 2.571
Middle East / asia & Africa | CHINA | JIANGYIN | Solar | PARTIALLY CONTRACTED | 30% | Equity | 30% | In operation | 0.9 | 0.27 | 0.27
Middle East / asia & Africa | CHINA | JILIN JILIN | Solar | PARTIALLY CONTRACTED | 30% | Equity | 30% | In operation | 2.584 | 0.775 | 0.775
Middle East / asia & Africa | CHINA | LIAONING SHENYANG | Solar | PARTIALLY CONTRACTED | 30% | Equity | 30% | In operation | 5.599 | 1.68 | 1.68
Middle East / asia & Africa | CHINA | NANTONG | Solar | PARTIALLY CONTRACTED | 30% | Equity | 30% | In operation | 1.8 | 0.54 | 0.54
Middle East / asia & Africa | CHINA | PUTIAN | Solar | PARTIALLY CONTRACTED | 30% | Equity | 30% | In operation | 4.05 | 1.215 | 1.215
Middle East / asia & Africa | CHINA | PUTIAN | Solar | PARTIALLY CONTRACTED | 30% | Equity | 30% | In operation | 0.2 | 0.06 | 0.06
Middle East / asia & Africa | CHINA | PUTIAN | Solar | PARTIALLY CONTRACTED | 30% | Equity | 30% | Under construction | 17.77 | 5.331 | 5.331
Middle East / asia & Africa | CHINA | QINHAI XINING | Solar | PARTIALLY CONTRACTED | 30% | Equity | 30% | In operation | 0.855 | 0.257 | 0.257
Middle East / asia & Africa | CHINA | SHAANXI SHANGLUO | Solar | PARTIALLY CONTRACTED | 30% | Equity | 30% | In operation | 1.1 | 0.33 | 0.33
Middle East / asia & Africa | CHINA | SHAANXI XIANYANG | Solar | PARTIALLY CONTRACTED | 30% | Equity | 30% | In operation | 2.361 | 0.708 | 0.708
Middle East / asia & Africa | CHINA | SHANDONG HEZE | Solar | NON MERCHANT | 30% | Equity | 30% | In operation | 5.02 | 1.506 | 1.506
Middle East / asia & Africa | CHINA | SHANDONG JINING | Solar | NON MERCHANT | 30% | Equity | 30% | In operation | 9.057 | 2.717 | 2.717
Middle East / asia & Africa | CHINA | SHANDONG JINING | Solar | PARTIALLY CONTRACTED | 30% | Equity | 30% | In operation | 2.328 | 0.698 | 0.698
Middle East / asia & Africa | CHINA | SHANDONG WEIFANG | Solar | PARTIALLY CONTRACTED | 30% | Equity | 30% | In operation | 1.74 | 0.522 | 0.522
Middle East / asia & Africa | CHINA | SHANDONG YUNCHENG | Solar | PARTIALLY CONTRACTED | 9% | Equity | 9% | In operation | 27.573 | 2.482 | 2.482
Middle East / asia & Africa | CHINA | SHANDONG ZIBO | Solar | PARTIALLY CONTRACTED | 30% | Equity | 30% | In operation | 6.33 | 1.899 | 1.899
Middle East / asia & Africa | CHINA | SHANGHAI | Solar | PARTIALLY CONTRACTED | 30% | Equity | 30% | In operation | 1.644 | 0.493 | 0.493
Middle East / asia & Africa | CHINA | SHANXI JINZHONG | Solar | PARTIALLY CONTRACTED | 30% | Equity | 30% | In operation | 2.14 | 0.642 | 0.642
Middle East / asia & Africa | CHINA | SICHUAN CHENGDU | Solar | PARTIALLY CONTRACTED | 30% | Equity | 30% | In operation | 2.268 | 0.68 | 0.68
Middle East / asia & Africa | CHINA | SICHUAN GUANGYUAN | Solar | PARTIALLY CONTRACTED | 30% | Equity | 30% | In operation | 2.21 | 0.663 | 0.663
Middle East / asia & Africa | CHINA | TIANJIN TIANJIN | Solar | PARTIALLY CONTRACTED | 30% | Equity | 30% | In operation | 4.16 | 1.248 | 1.248
Middle East / asia & Africa | CHINA | TIBET LHASA | Solar | PARTIALLY CONTRACTED | 30% | Equity | 30% | In operation | 1.1 | 0.33 | 0.33
Middle East / asia & Africa | CHINA | WUXI | Solar | PARTIALLY CONTRACTED | 30% | Equity | 30% | In operation | 4.928 | 1.478 | 1.478
Middle East / asia & Africa | CHINA | XINJIANG TURPAN | Solar | PARTIALLY CONTRACTED | 30% | Equity | 30% | In operation | 20.39 | 6.117 | 6.117
Middle East / asia & Africa | CHINA | YUNNAN KUNMING | Solar | PARTIALLY CONTRACTED | 30% | Equity | 30% | In operation | 3.38 | 1.014 | 1.014
Middle East / asia & Africa | CHINA | YUNNAN XISHUANG BANNA | Solar | PARTIALLY CONTRACTED | 30% | Equity | 30% | In operation | 1.079 | 0.324 | 0.324
Middle East / asia & Africa | BAHRAIN | AL DUR | Natural gas | NON MERCHANT | 45.05% | Equity | 45.05% | In operation | 1234 | 555.918 | 555.918
Middle East / asia & Africa | BAHRAIN | AL EZZEL | Natural gas | NON MERCHANT | 45% | Equity | 45% | In operation | 954 | 429.29 | 429.3
Middle East / asia & Africa | BAHRAIN | AL HIDD | Natural gas | NON MERCHANT | 30% | Equity | 30% | In operation | 928.877 | 278.663 | 278.663
Middle East / asia & Africa | OMAN | AL KAMIL | Natural gas | NON MERCHANT | 100% | Global | 65% | In operation | 277 | 277 | 180.05
Middle East / asia & Africa | OMAN | AL-RUSAIL | Natural gas | NON MERCHANT | 30.88% | Equity | 30.87% | In operation | 664.999 | 205.319 | 205.285
Middle East / asia & Africa | TURKEY | ANKARA BOO | Natural gas | MERCHANT | 100% | Global | 95% | In operation | 763.1 | 763.1 | 724.945
Middle East / asia & Africa | KUWAIT | AZ ZOUR NORTH | Natural gas | NON MERCHANT | 17.5% | Equity | 17.5% | In operation | 1539.2 | 269.36 | 269.36
Middle East / asia & Africa | OMAN | BARKA II | Natural gas | NON MERCHANT | 30.88% | Equity | 30.87% | In operation | 678 | 209.333 | 209.299
Middle East / asia & Africa | OMAN | BARKA III | Natural gas | NON MERCHANT | 29.9% | Equity | 29.9% | In operation | 744 | 222.456 | 222.456
Middle East / asia & Africa | SAUDI ARABIA | FADHLI | Natural gas | NON MERCHANT | 40% | Equity | 40% | Under construction | 1507 | 602.8 | 602.8
Middle East / asia & Africa | UNITED ARAB EMIRATES | FUJAIRAH F2 | Natural gas | NON MERCHANT | 20% | Equity | 20% | In operation | 2000 | 400 | 400
Middle East / asia & Africa | SAUDI ARABIA | JU'AYMAH | Natural gas | NON MERCHANT | 60% | Equity | 60% | In operation | 483.9 | 290.34 | 290.34
Middle East / asia & Africa | SAUDI ARABIA | MARAFIQ | Natural gas | NON MERCHANT | 20% | Equity | 20% | In operation | 2744 | 548.8 | 548.8
Middle East / asia & Africa | UNITED ARAB EMIRATES | MIRFA | Natural gas | NON MERCHANT | 20% | Equity | 20% | In operation | 1599 | 319.8 | 319.8
Middle East / asia & Africa | QATAR | RAS LAFFAN B | Natural gas | NON MERCHANT | 40% | Equity | 40% | In operation | 1025 | 410 | 410
Middle East / asia & Africa | QATAR | RAS LAFFAN C | Natural gas | NON MERCHANT | 20% | Equity | 20% | In operation | 2730 | 546 | 546
Middle East / asia & Africa | SAUDI ARABIA | RAS TANURA | Natural gas | NON MERCHANT | 60% | Equity | 60% | In operation | 147.6 | 88.56 | 88.56
Middle East / asia & Africa | SAUDI ARABIA | RIYADH PP11 | Natural gas | NON MERCHANT | 20% | Equity | 20% | In operation | 1729.02 | 345.804 | 345.804
Middle East / asia & Africa | SAUDI ARABIA | SHEDGUM | Natural gas | NON MERCHANT | 60% | Equity | 60% | In operation | 483.7 | 290.22 | 290.22
Middle East / asia & Africa | UNITED ARAB EMIRATES | SHUWEIHAT 2 | Natural gas | NON MERCHANT | 20% | Equity | 20% | In operation | 1510 | 302 | 302
Middle East / asia & Africa | UNITED ARAB EMIRATES | SHUWEIHAT S1 | Natural gas | NON MERCHANT | 20% | Equity | 20% | In operation | 1500 | 300 | 300
Middle East / asia & Africa | OMAN | SOHAR | Natural gas | NON MERCHANT | 35% | Equity | 35% | In operation | 585 | 204.75 | 204.75
Middle East / asia & Africa | OMAN | SOHAR 2 | Natural gas | NON MERCHANT | 29.9% | Equity | 29.9% | In operation | 744 | 222.456 | 222.456
Middle East / asia & Africa | UNITED ARAB EMIRATES | TAWEELAH | Natural gas | NON MERCHANT | 20% | Equity | 20% | In operation | 1592 | 318.4 | 318.4
Middle East / asia & Africa | PAKISTAN | UCH 1 | Natural gas | NON MERCHANT | 100% | Global | 100% | In operation | 551.3 | 551.3 | 551.3
Middle East / asia & Africa | PAKISTAN | UCH 2 | Natural gas | NON MERCHANT | 100% | Global | 100% | In operation | 380.75 | 380.75 | 380.75
Middle East / asia & Africa | UNITED ARAB EMIRATES | UMM AL NAR | Natural gas | NON MERCHANT | 20% | Equity | 20% | In operation | 1531.94 | 306.388 | 306.388
Middle East / asia & Africa | SAUDI ARABIA | UTHMANIYAH | Natural gas | NON MERCHANT | 60% | Equity | 60% | In operation | 483.7 | 290.22 | 290.22
Middle East / asia & Africa | INDIA | ABOHAR | Solar | NON MERCHANT | 100% | Global | 100% | In operation | 15.75 | 15.75 | 15.75
Middle East / asia & Africa | INDIA | BAAP LEPL | Solar | NON MERCHANT | 100% | Global | 100% | In operation | 4.76 | 4.76 | 4.76
Middle East / asia & Africa | INDIA | BAAP NSM2A | Solar | NON MERCHANT | 100% | Global | 100% | In operation | 30.75 | 30.75 | 30.75
Middle East / asia & Africa | INDIA | BHADLA | Solar | NON MERCHANT | 100% | Global | 100% | In operation | 140 | 140 | 140
Middle East / asia & Africa | INDIA | NTPC KADAPA | Solar | NON MERCHANT | 100% | Global | 100% | In operation | 200 | 200 | 200
Middle East / asia & Africa | INDIA | NTPC KADAPA | Solar | NON MERCHANT | 100% | Global | 100% | Under construction | 50 | 50 | 50
Middle East / asia & Africa | INDIA | PUNJAB | Solar | NON MERCHANT | 100% | Global | 100% | In operation | 40.5 | 40.5 | 40.5
Middle East / asia & Africa | INDIA | TELANGANA | Solar | NON MERCHANT | 100% | Global | 100% | In operation | 48.75 | 48.75 | 48.75
Middle East / asia & Africa | INDIA | UTTAR PRADESH | Solar | NON MERCHANT | 100% | Global | 100% | In operation | 75 | 75 | 75
Middle East / asia & Africa | INDIA | GUVNL VAAYU | Wind on shore | MERCHANT | 100% | Global | 100% | Under construction | 29.9 | 29.9 | 29.9
Middle East / asia & Africa | INDIA | TUTICORIN | Wind on shore | NON MERCHANT | 100% | Global | 100% | Under construction | 252 | 252 | 252
Rest of Europe | BELGIUM | DOEL | Nuclear | MERCHANT | 100% | Global | 100% | In operation | 2922 | 2922 | 2922
Rest of Europe | FRANCE | NDR CONTRACT CHOOZ | Nuclear | MERCHANT | 100% | Global | 100% | In operation | 750 | 750 | 750
Rest of Europe | BELGIUM | NDR CONTRACT EDF | Nuclear | MERCHANT | 100% | Global | 100% | In operation | -481 | -481 | -481
Rest of Europe | BELGIUM | NDR CONTRACT SPE | Nuclear | MERCHANT | 100% | Global | 100% | In operation | -516.378 | -516.378 | -516.378
Rest of Europe | FRANCE | NDR CONTRACT TRICASTIN | Nuclear | MERCHANT | 100% | Global | 100% | In operation | 468 | 468 | 468
Rest of Europe | BELGIUM | TIHANGE | Nuclear | MERCHANT | 100% | Global | 100% | In operation | 3008 | 3008 | 3008
Rest of Europe | BELGIUM | AALST 3 | Solar | MOSTLY CONTRACTED | 100% | Global | 100% | In operation | 0.89 | 0.89 | 0.89
Rest of Europe | BELGIUM | ARDOOIE | Solar | MOSTLY CONTRACTED | 100% | Global | 100% | In operation | 0.221 | 0.221 | 0.221
Rest of Europe | NETHERLANDS | BERGUM | Solar | MOSTLY CONTRACTED | 100% | Global | 100% | In operation | 5 | 5 | 5
Rest of Europe | BELGIUM | EKE-NAZARETH | Solar | MOSTLY CONTRACTED | 100% | Global | 100% | In operation | 0.242 | 0.242 | 0.242
Rest of Europe | NETHERLANDS | FLEVO | Solar | MOSTLY CONTRACTED | 100% | Global | 100% | In operation | 2.5 | 2.5 | 2.5
Rest of Europe | NETHERLANDS | HARCULO | Solar | MOSTLY CONTRACTED | 100% | Global | 100% | In operation | 0.875 | 0.875 | 0.875
Rest of Europe | BELGIUM | KRUISHOUTEM | Solar | MOSTLY CONTRACTED | 100% | Global | 100% | In operation | 1.077 | 1.077 | 1.077
Rest of Europe | NETHERLANDS | LELYSTAD | Solar | MOSTLY CONTRACTED | 50% | Equity | 50% | In operation | 29.5 | 14.75 | 14.75
Rest of Europe | BELGIUM | LEUVEN | Solar | MOSTLY CONTRACTED | 100% | Global | 100% | In operation | 0.071 | 0.071 | 0.071
Rest of Europe | NETHERLANDS | NIJMEGEN | Solar | MOSTLY CONTRACTED | 100% | Global | 100% | In operation | 1 | 1 | 1
Rest of Europe | BELGIUM | OOSTAKKER 2 | Solar | MOSTLY CONTRACTED | 100% | Global | 100% | In operation | 0.521 | 0.521 | 0.521
Rest of Europe | BELGIUM | WERVIK | Solar | MOSTLY CONTRACTED | 100% | Global | 100% | In operation | 0.098 | 0.098 | 0.098
Rest of Europe | BELGIUM | WESTERLO | Solar | MOSTLY CONTRACTED | 100% | Global | 100% | In operation | 0.017 | 0.017 | 0.017
Rest of Europe | BELGIUM | WEVELGEM | Solar | MOSTLY CONTRACTED | 100% | Global | 100% | In operation | 0.423 | 0.423 | 0.423
Rest of Europe | BELGIUM | WICHELEN | Solar | MOSTLY CONTRACTED | 100% | Global | 100% | In operation | 0.091 | 0.091 | 0.091
Rest of Europe | BELGIUM | WONDELGEM 3 | Solar | MOSTLY CONTRACTED | 100% | Global | 100% | In operation | 0.497 | 0.497 | 0.497
Rest of Europe | BELGIUM | ZELLIK | Solar | MOSTLY CONTRACTED | 100% | Global | 100% | In operation | 0.442 | 0.442 | 0.442
Rest of Europe | NETHERLANDS | ZEUS ALMERE | Solar | MOSTLY CONTRACTED | 100% | Global | 100% | In operation | 0.11 | 0.11 | 0.11
Rest of Europe | NETHERLANDS | ZEUS AMSTERDAM | Solar | MOSTLY CONTRACTED | 100% | Global | 100% | In operation | 0.135 | 0.135 | 0.135
Rest of Europe | NETHERLANDS | ZEUS DEN HELDER | Solar | MOSTLY CONTRACTED | 100% | Global | 100% | In operation | 0.171 | 0.171 | 0.171
Rest of Europe | NETHERLANDS | ZEUS DOETINCHEM | Solar | MOSTLY CONTRACTED | 100% | Global | 100% | In operation | 0.157 | 0.157 | 0.157
Rest of Europe | NETHERLANDS | ZEUS GRONINGEN | Solar | MOSTLY CONTRACTED | 100% | Global | 100% | In operation | 0.379 | 0.379 | 0.379
Rest of Europe | NETHERLANDS | ZEUS HENGELO | Solar | MOSTLY CONTRACTED | 100% | Global | 100% | In operation | 0.176 | 0.176 | 0.176
Rest of Europe | NETHERLANDS | ZEUS MAASTRICHT | Solar | MOSTLY CONTRACTED | 100% | Global | 100% | In operation | 0.352 | 0.352 | 0.352
Rest of Europe | NETHERLANDS | ZEUS ROTTERDAM | Solar | MOSTLY CONTRACTED | 100% | Global | 100% | In operation | 0.544 | 0.544 | 0.544
Rest of Europe | NETHERLANDS | ZEUS VEENDAM | Solar | MOSTLY CONTRACTED | 100% | Global | 100% | In operation | 0.169 | 0.169 | 0.169
Rest of Europe | BELGIUM | SEAMADE MERMAID | Wind off shore | NON MERCHANT | 17.5% | Equity | 17.5% | Under construction | 235.2 | 41.16 | 41.16
Rest of Europe | BELGIUM | SEAMADE SEASTAR | Wind off shore | NON MERCHANT | 17.5% | Equity | 17.5% | Under construction | 252 | 44.1 | 44.1
Rest of Europe | BELGIUM | BERINGEN RAVENSHOUT | Wind on shore | MOSTLY CONTRACTED | 50% | Equity | 50% | In operation | 2.05 | 1.025 | 1.025
Rest of Europe | BELGIUM | BEVEREN | Wind on shore | MOSTLY CONTRACTED | 50% | Equity | 50% | In operation | 16 | 8 | 8
Rest of Europe | BELGIUM | BEVEREN | Wind on shore | MOSTLY CONTRACTED | 50% | Equity | 50% | Under construction | 3.6 | 1.8 | 1.8
Rest of Europe | BELGIUM | BULLINGEN | Wind on shore | MOSTLY CONTRACTED | 100% | Global | 100% | In operation | 12 | 12 | 12
Rest of Europe | BELGIUM | BÜTGENBACH WT | Wind on shore | MERCHANT | 100% | Global | 100% | In operation | 8 | 8 | 8
Rest of Europe | BELGIUM | DENDERMONDE | Wind on shore | MOSTLY CONTRACTED | 100% | Global | 100% | In operation | 4.6 | 4.6 | 4.6
Rest of Europe | BELGIUM | DOUR | Wind on shore | MOSTLY CONTRACTED | 100% | Global | 100% | In operation | 10 | 10 | 10
Rest of Europe | BELGIUM | DOUR EXTENSION | Wind on shore | MOSTLY CONTRACTED | 50% | Equity | 50% | In operation | 4.7 | 2.35 | 2.35
Rest of Europe | BELGIUM | ECAUSSINES | Wind on shore | MOSTLY CONTRACTED | 50% | Equity | 50% | In operation | 9.6 | 4.8 | 4.8
Rest of Europe | NETHERLANDS | EEMS | Wind on shore | MERCHANT | 100% | Global | 100% | In operation | 27 | 27 | 27
Rest of Europe | BELGIUM | FRASNES-LEZ-ANVAING | Wind on shore | MOSTLY CONTRACTED | 100% | Global | 100% | In operation | 4.1 | 4.1 | 4.1
Rest of Europe | BELGIUM | GEMBLOUX | Wind on shore | MERCHANT | 49.8% | Equity | 49.8% | In operation | 9 | 4.482 | 4.482
Rest of Europe | BELGIUM | GENK | Wind on shore | PARTIALLY CONTRACTED | 100% | Global | 100% | In operation | 4 | 4 | 4
Rest of Europe | BELGIUM | GENK ZUID | Wind on shore | MOSTLY CONTRACTED | 50% | Equity | 50% | In operation | 2 | 1 | 1
Rest of Europe | BELGIUM | GENT HAVEN | Wind on shore | MOSTLY CONTRACTED | 50% | Equity | 50% | In operation | 6.15 | 3.075 | 3.075
Rest of Europe | BELGIUM | GENT HAVEN 2 | Wind on shore | MOSTLY CONTRACTED | 50% | Equity | 50% | In operation | 7.05 | 3.525 | 3.525
Rest of Europe | BELGIUM | GHENT | Wind on shore | MOSTLY CONTRACTED | 50% | Equity | 50% | In operation | 6 | 3 | 3
Rest of Europe | BELGIUM | GINGELOM | Wind on shore | MOSTLY CONTRACTED | 50% | Equity | 50% | In operation | 14 | 7 | 7
Rest of Europe | BELGIUM | HAM | Wind on shore | MERCHANT | 50% | Equity | 50% | Under construction | 4 | 2 | 2
Rest of Europe | BELGIUM | HAM 2 | Wind on shore | MERCHANT | 50% | Equity | 50% | Under construction | 6.4 | 3.2 | 3.2
Rest of Europe | BELGIUM | HOOGSTRATEN | Wind on shore | MERCHANT | 100% | Global | 70% | In operation | 12 | 12 | 8.4
Rest of Europe | BELGIUM | IZEGEM | Wind on shore | PARTIALLY CONTRACTED | 100% | Global | 70% | In operation | 4 | 4 | 2.8
Rest of Europe | BELGIUM | LANAKEN 2 | Wind on shore | MERCHANT | 100% | Global | 70% | In operation | 8 | 8 | 5.6
Rest of Europe | BELGIUM | LANGERBRUGGE | Wind on shore | MOSTLY CONTRACTED | 50% | Equity | 50% | In operation | 9.6 | 4.8 | 4.8
Rest of Europe | BELGIUM | LEUZE-EN-HAINAUT 2 | Wind on shore | MOSTLY CONTRACTED | 50% | Equity | 50% | In operation | 2 | 1 | 1
Rest of Europe | BELGIUM | LEUZE-EN-HAINAUT 2 | Wind on shore | MOSTLY CONTRACTED | 100% | Global | 100% | In operation | 14.35 | 14.35 | 14.35
Rest of Europe | NETHERLANDS | LEVANTO NETHERLANDS I | Wind on shore | MERCHANT | 100% | Global | 100% | In operation | 9.2 | 9.2 | 9.2
Rest of Europe | NETHERLANDS | LEVANTO NETHERLANDS II | Wind on shore | MERCHANT | 100% | Global | 100% | In operation | 6.9 | 6.9 | 6.9
Rest of Europe | NETHERLANDS | LEVANTO NETHERLANDS III | Wind on shore | MERCHANT | 100% | Global | 100% | In operation | 14.9 | 14.9 | 14.9
Rest of Europe | BELGIUM | LINCENT | Wind on shore | MOSTLY CONTRACTED | 50% | Equity | 50% | In operation | 18 | 9 | 9
Rest of Europe | BELGIUM | LOCHRISTI LAARNE | Wind on shore | MOSTLY CONTRACTED | 100% | Global | 70% | In operation | 4.1 | 4.1 | 2.87
Rest of Europe | BELGIUM | MEERHOUT | Wind on shore | MOSTLY CONTRACTED | 50% | Equity | 50% | In operation | 10.2 | 5.1 | 5.1
Rest of Europe | BELGIUM | MODAVE | Wind on shore | MOSTLY CONTRACTED | 50% | Equity | 50% | In operation | 12.8 | 6.4 | 6.4
Rest of Europe | BELGIUM | MOERVAART | Wind on shore | MERCHANT | 50% | Equity | 50% | Under construction | 3.45 | 1.725 | 1.725
Rest of Europe | BELGIUM | MOERVAART 2 | Wind on shore | MERCHANT | 50% | Equity | 50% | Under construction | 3.45 | 1.725 | 1.725
Rest of Europe | BELGIUM | OLEN UMICORE | Wind on shore | MOSTLY CONTRACTED | 50% | Equity | 50% | In operation | 13.8 | 6.9 | 6.9
Rest of Europe | BELGIUM | OOSTAKKER | Wind on shore | PARTIALLY CONTRACTED | 100% | Global | 100% | In operation | 6 | 6 | 6
Rest of Europe | BELGIUM | OOSTAKKER 3 | Wind on shore | PARTIALLY CONTRACTED | 100% | Global | 100% | In operation | 6.15 | 6.15 | 6.15
Rest of Europe | BELGIUM | PATHOEKEWEG REP. | Wind on shore | MOSTLY CONTRACTED | 50% | Equity | 50% | In operation | 9.2 | 4.6 | 4.6
Rest of Europe | BELGIUM | PERWEZ | Wind on shore | MERCHANT | 24.9% | Equity | 24.9% | In operation | 7.5 | 1.868 | 1.868
Rest of Europe | BELGIUM | POPERINGE | Wind on shore | MOSTLY CONTRACTED | 100% | Global | 70% | In operation | 8.2 | 8.2 | 5.74
Rest of Europe | BELGIUM | QUEVY | Wind on shore | MOSTLY CONTRACTED | 100% | Global | 100% | In operation | 6 | 6 | 6
Rest of Europe | BELGIUM | RODENHUIZE | Wind on shore | MERCHANT | 100% | Global | 100% | In operation | 4 | 4 | 4
Rest of Europe | BELGIUM | SCHELLE | Wind on shore | MERCHANT | 100% | Global | 100% | In operation | 4.5 | 4.5 | 4.5
Rest of Europe | BELGIUM | SINT GILLIS WAAS | Wind on shore | MOSTLY CONTRACTED | 100% | Global | 70% | In operation | 6.15 | 6.15 | 4.305
Rest of Europe | BELGIUM | SINT-PIETERS-LEEUW | Wind on shore | MOSTLY CONTRACTED | 50% | Equity | 50% | In operation | 4 | 2 | 2
Rest of Europe | BELGIUM | SOIGNIES | Wind on shore | MOSTLY CONTRACTED | 50% | Equity | 50% | In operation | 4.1 | 2.05 | 2.05
Rest of Europe | BELGIUM | STERPENICH | Wind on shore | MOSTLY CONTRACTED | 50% | Equity | 50% | In operation | 6 | 3 | 3
Rest of Europe | BELGIUM | TESSENDERLO RAVENSHOUT | Wind on shore | MOSTLY CONTRACTED | 50% | Equity | 50% | In operation | 2.05 | 1.025 | 1.025
Rest of Europe | BELGIUM | WESTERLO | Wind on shore | MOSTLY CONTRACTED | 50% | Equity | 50% | In operation | 4.1 | 2.05 | 2.05
Rest of Europe | BELGIUM | WIELSBEKE | Wind on shore | MOSTLY CONTRACTED | 50% | Equity | 50% | In operation | 2.35 | 1.175 | 1.175
Rest of Europe | BELGIUM | WONDELGEM MULTI | Wind on shore | MERCHANT | 100% | Global | 70% | In operation | 2 | 2 | 1.4
Rest of Europe | BELGIUM | WONDELGEM VDAB | Wind on shore | MERCHANT | 100% | Global | 70% | In operation | 2 | 2 | 1.4
Rest of Europe | BELGIUM | WUUSTWEZEL | Wind on shore | MOSTLY CONTRACTED | 50% | Equity | 50% | In operation | 14.9 | 7.45 | 7.45
Rest of Europe | BELGIUM | ZANDVLIET 2 | Wind on shore | PARTIALLY CONTRACTED | 100% | Global | 70% | In operation | 12 | 12 | 8.4
Rest of Europe | BELGIUM | ZEEBRUGGE 3 | Wind on shore | MOSTLY CONTRACTED | 100% | Global | 100% | In operation | 4.1 | 4.1 | 4.1
Rest of Europe | BELGIUM | ZEEBRUGGE SEAGULL I AND II | Wind on shore | MERCHANT | 62.49% | Equity | 62.49% | Under construction | 3.6 | 2.25 | 2.25
Rest of Europe | BELGIUM | ZEEBRUGGE SEAGULL I AND II | Wind on shore | MERCHANT | 62.5% | Equity | 62.5% | Under construction | 3.6 | 2.25 | 2.25
Rest of Europe | BELGIUM | ZELE | Wind on shore | MOSTLY CONTRACTED | 100% | Global | 70% | In operation | 2.05 | 2.05 | 1.435
Rest of Europe | BELGIUM | ZELZATE 3 | Wind on shore | MOSTLY CONTRACTED | 50% | Equity | 50% | In operation | 17.25 | 8.625 | 8.625
Rest of Europe | BELGIUM | ZWEVEGEM 2 | Wind on shore | MOSTLY CONTRACTED | 100% | Global | 100% | In operation | 6.15 | 6.15 | 6.15
Rest of Europe | ITALY | VPP CONTRACT | Natural gas | MERCHANT | 100% | Global | 100% | In operation | 1100 | 1100 | 1100
Rest of Europe | BELGIUM | AWIRS | Biomass and biogas | MERCHANT | 100% | Global | 100% | In operation | 80 | 80 | 80
Rest of Europe | BELGIUM | RODENHUIZE | Biomass and biogas | MERCHANT | 100% | Global | 100% | In operation | 205 | 205 | 205
Rest of Europe | GERMANY | ZOLLING | Biomass and biogas | MERCHANT | 50% | Global | 50% | In operation | 19.5 | 9.75 | 9.75
Rest of Europe | GERMANY | FARGE | Coal | MERCHANT | 100% | Global | 100% | In operation | 350 | 350 | 350
Rest of Europe | PORTUGAL | PEGO I | Coal | NON MERCHANT | 28.1% | Equity | 28.1% | In operation | 576 | 161.856 | 161.856
Rest of Europe | NETHERLANDS | ROTTERDAM | Coal | MERCHANT | 100% | Global | 100% | In operation | 731 | 731 | 731
Rest of Europe | GERMANY | WILHELMSHAVEN | Coal | MERCHANT | 100% | Global | 52% | In operation | 726 | 726 | 377.52
Rest of Europe | GERMANY | ZOLLING | Coal | MERCHANT | 100% | Global | 100% | In operation | 472 | 472 | 472
Rest of Europe | BELGIUM | COO | Hydro Pump storage | MERCHANT | 100% | Global | 100% | In operation | 1164 | 1164 | 1164
Rest of Europe | BELGIUM | BEVERCE (ROBERTVILLE) | Hydro Reservoir-Dam | MERCHANT | 100% | Global | 100% | In operation | 9.2 | 9.2 | 9.2
Rest of Europe | BELGIUM | BÜTGENBACH HYD | Hydro Reservoir-Dam | MERCHANT | 100% | Global | 100% | In operation | 1.8 | 1.8 | 1.8
Rest of Europe | BELGIUM | LA VIERRE | Hydro Reservoir-Dam | MERCHANT | 100% | Global | 100% | In operation | 1.9 | 1.9 | 1.9
Rest of Europe | BELGIUM | BARDONWEZ | Hydro Run of River | MERCHANT | 100% | Global | 100% | In operation | 0.035 | 0.035 | 0.035
Rest of Europe | GERMANY | BKW HYDRO | Hydro Run of River | MERCHANT | 100% | Global | 100% | In operation | 46 | 46 | 46
Rest of Europe | BELGIUM | COO DERIVATION | Hydro Run of River | MERCHANT | 100% | Global | 100% | In operation | 0.4 | 0.4 | 0.4
Rest of Europe | BELGIUM | HEID-DE-GOREUX | Hydro Run of River | MERCHANT | 100% | Global | 100% | In operation | 8.1 | 8.1 | 8.1
Rest of Europe | BELGIUM | LORCE | Hydro Run of River | MERCHANT | 100% | Global | 100% | In operation | 0.1 | 0.1 | 0.1
Rest of Europe | BELGIUM | ORVAL | Hydro Run of River | MERCHANT | 100% | Global | 100% | In operation | 0.05 | 0.05 | 0.05
Rest of Europe | BELGIUM | STAVELOT | Hydro Run of River | MERCHANT | 100% | Global | 100% | In operation | 0.12 | 0.12 | 0.12
Rest of Europe | ITALY | TIRRENO | Hydro Run of River | NON MERCHANT | 50% | Equity | 50% | In operation | 74.52 | 37.26 | 37.26
Rest of Europe | BELGIUM | AALST 2 | Natural gas | MOSTLY CONTRACTED | 100% | Global | 100% | In operation | 48 | 48 | 48
Rest of Europe | BELGIUM | AMERCOEUR | Natural gas | MERCHANT | 100% | Global | 100% | In operation | 451 | 451 | 451
Rest of Europe | NETHERLANDS | BERGUM | Natural gas | NON MERCHANT | 100% | Global | 100% | In operation | 145.6 | 145.6 | 145.6
Rest of Europe | BELGIUM | BEVEREN | Natural gas | MOSTLY CONTRACTED | 100% | Global | 100% | In operation | 25.026 | 25.026 | 25.026
Rest of Europe | SPAIN | CARTAGENA | Natural gas | MERCHANT | 100% | Global | 100% | In operation | 1199.25 | 1199.25 | 1199.25
Rest of Europe | SPAIN | CASTELNOU | Natural gas | MERCHANT | 100% | Global | 100% | In operation | 790.6 | 790.6 | 790.6
Rest of Europe | BELGIUM | DROGENBOS | Natural gas | MERCHANT | 100% | Global | 100% | In operation | 460 | 460 | 460
Rest of Europe | NETHERLANDS | EEMS | Natural gas | MERCHANT | 100% | Global | 100% | In operation | 357 | 357 | 357
Rest of Europe | NETHERLANDS | EEMS | Natural gas | MERCHANT | 100% | Global | 100% | In operation | 719.5 | 719.5 | 719.5
Rest of Europe | NETHERLANDS | EEMS | Natural gas | NON MERCHANT | 100% | Global | 100% | In operation | 131 | 131 | 131
Rest of Europe | NETHERLANDS | EEMS | Natural gas | MERCHANT | 100% | Global | 100% | In operation | 711.5 | 711.5 | 711.5
Rest of Europe | NETHERLANDS | FLEVO | Natural gas | MERCHANT | 100% | Global | 100% | In operation | 426.2 | 426.2 | 426.2
Rest of Europe | NETHERLANDS | FLEVO | Natural gas | MERCHANT | 100% | Global | 100% | In operation | 415 | 415 | 415
Rest of Europe | FRANCE | FOS-SUR-MER 2(13) | Natural gas | MERCHANT | 100% | Global | 100% | In operation | 62 | 62 | 62
Rest of Europe | FRANCE | FOS-SUR-MER 2(13) | Natural gas | MERCHANT | 100% | Global | 100% | In operation | 428 | 428 | 428
Rest of Europe | FRANCE | FOS-SUR-MER 3(13) | Natural gas | MERCHANT | 100% | Global | 100% | In operation | 435 | 435 | 435
Rest of Europe | BELGIUM | HERDERSBRUG | Natural gas | MERCHANT | 100% | Global | 100% | In operation | 482.3 | 482.3 | 482.3
Rest of Europe | BELGIUM | LANAKEN | Natural gas | PARTIALLY CONTRACTED | 100% | Global | 100% | In operation | 43 | 43 | 43
Rest of Europe | ITALY | LEINI | Natural gas | MERCHANT | 100% | Global | 100% | In operation | 390 | 390 | 390
Rest of Europe | BELGIUM | LILLO ENERGY | Natural gas | MOSTLY CONTRACTED | 50% | Proportional | 50% | In operation | 85 | 42.5 | 42.5
Rest of Europe | FRANCE | MONTOIR-DE-BRETAGNE 2(44) | Natural gas | MERCHANT | 100% | Global | 100% | In operation | 43 | 43 | 43
Rest of Europe | FRANCE | MONTOIR-DE-BRETAGNE(44) | Natural gas | MERCHANT | 100% | Global | 100% | In operation | 435 | 435 | 435
Rest of Europe | ITALY | NAPOLI LEVANTE | Natural gas | MERCHANT | 50% | Equity | 50% | In operation | 386.7 | 193.35 | 193.35
Rest of Europe | BELGIUM | OORDEREN (LANXESS EX-BAYER) | Natural gas | NON MERCHANT | 100% | Global | 100% | In operation | 43 | 43 | 43
Rest of Europe | PORTUGAL | PEGO II - ELECGAS | Natural gas | NON MERCHANT | 25% | Equity | 25% | In operation | 840 | 210 | 210
Rest of Europe | ITALY | ROSIGNANO 2 | Natural gas | MERCHANT | 100% | Global | 100% | In operation | 390 | 390 | 390
Rest of Europe | BELGIUM | SAINT-GHISLAIN | Natural gas | MERCHANT | 100% | Global | 100% | In operation | 350 | 350 | 350
Rest of Europe | PORTUGAL | TAPADA - TURBOGAS | Natural gas | NON MERCHANT | 50% | Equity | 50% | In operation | 990 | 495 | 495
Rest of Europe | ITALY | TORREVALDALIGA | Natural gas | MERCHANT | 50% | Equity | 50% | In operation | 1133.9 | 566.95 | 566.95
Rest of Europe | ITALY | VADO LIGURE | Natural gas | MERCHANT | 50% | Equity | 50% | In operation | 781.8 | 390.9 | 390.9
Rest of Europe | GREECE | VIOTIA 2 | Natural gas | MERCHANT | 50% | Equity | 50% | In operation | 422 | 211 | 211
Rest of Europe | ITALY | VOGHERA | Natural gas | MERCHANT | 100% | Global | 80% | In operation | 390 | 390 | 312
Rest of Europe | BELGIUM | ZANDVLIET | Natural gas | PARTIALLY CONTRACTED | 50% | Proportional | 50% | In operation | 395 | 197.5 | 197.5
Rest of Europe | BELGIUM | ZEEBRUGGE 2 | Natural gas | MERCHANT | 100% | Global | 100% | In operation | 40 | 40 | 40
Rest of Europe | BELGIUM | ZWIJNDRECHT (LANXESS RUBBER) | Natural gas | PARTIALLY CONTRACTED | 100% | Global | 100% | In operation | 58 | 58 | 58
Rest of Europe | BELGIUM | AALTER | Other non renewable | MERCHANT | 100% | Global | 100% | In operation | 18 | 18 | 18
Rest of Europe | BELGIUM | AWIRS | Other non renewable | MERCHANT | 100% | Global | 100% | In operation | 15 | 15 | 15
Rest of Europe | BELGIUM | BEERSE | Other non renewable | MERCHANT | 100% | Global | 100% | In operation | 32 | 32 | 32
Rest of Europe | BELGIUM | CIERREUX | Other non renewable | MERCHANT | 100% | Global | 100% | In operation | 17 | 17 | 17
Rest of Europe | BELGIUM | DROGENBOS | Other non renewable | MERCHANT | 100% | Global | 100% | In operation | 7 | 7 | 7
Rest of Europe | FRANCE | DUNKERQUE(59) | Other non renewable | PARTIALLY CONTRACTED | 100% | Global | 100% | In operation | 788 | 788 | 788
Rest of Europe | BELGIUM | IXELLES | Other non renewable | MERCHANT | 100% | Global | 100% | In operation | 18 | 18 | 18
Rest of Europe | BELGIUM | NOORDSCHOTE | Other non renewable | MERCHANT | 100% | Global | 100% | In operation | 18 | 18 | 18
Rest of Europe | BELGIUM | OLEN UMICORE | Other non renewable | MERCHANT | 100% | Global | 100% | In operation | 1.2 | 1.2 | 1.2
Rest of Europe | BELGIUM | SCHAERBEEK 2 | Other non renewable | MERCHANT | 100% | Global | 100% | In operation | 45 | 45 | 45
Rest of Europe | BELGIUM | WILRIJK | Other non renewable | MERCHANT | 100% | Global | 100% | In operation | 10.5 | 10.5 | 10.5
Rest of Europe | BELGIUM | ZEDELGEM | Other non renewable | MERCHANT | 100% | Global | 100% | In operation | 18 | 18 | 18
Rest of Europe | BELGIUM | ZEEBRUGGE | Other non renewable | MERCHANT | 100% | Global | 100% | In operation | 18 | 18 | 18
Rest of Europe | BELGIUM | ZELZATE | Other non renewable | MERCHANT | 100% | Global | 100% | In operation | 18 | 18 | 18
Rest of Europe | BELGIUM | ZELZATE KNIPPEGROEN | Other non renewable | NON MERCHANT | 100% | Global | 100% | In operation | 315 | 315 | 315
Rest of Europe | GERMANY | ZOLLING | Other non renewable | MERCHANT | 100% | Global | 100% | In operation | 46 | 46 | 46
Rest of Europe | GERMANY | COFELY DEUTSCHLAND GMBH | Biomass and biogas | NON MERCHANT | 100% | Global | 100% | In operation | 2 | 2 | 2
Rest of Europe | ITALY | COFELY ITALIA | Biomass and biogas | NON MERCHANT | 100% | Global | 100% | In operation | 9 | 9 | 9
Rest of Europe | SWITZERLAND | SISSELN | Biomass and biogas | NON MERCHANT | 100% | Global | 60% | In operation | 7.2 | 7.2 | 4.32
Rest of Europe | GERMANY | PFREIMD | Hydro Pump storage | MERCHANT | 100% | Global | 100% | In operation | 137 | 137 | 137
Rest of Europe | SPAIN | ALOS | Hydro Run of River | MERCHANT | 100% | Global | 70% | In operation | 3.74 | 3.74 | 2.618
Rest of Europe | SPAIN | BOCOS | Hydro Run of River | MERCHANT | 100% | Global | 70% | In operation | 1.221 | 1.221 | 0.855
Rest of Europe | SPAIN | CATELLAS | Hydro Run of River | MERCHANT | 100% | Global | 70% | In operation | 2.099 | 2.099 | 1.469
Rest of Europe | SPAIN | GELSA | Hydro Run of River | MERCHANT | 100% | Global | 70% | In operation | 5.472 | 5.472 | 3.83
Rest of Europe | SPAIN | LA FLECHA | Hydro Run of River | MERCHANT | 100% | Global | 70% | In operation | 2.381 | 2.381 | 1.667
Rest of Europe | SPAIN | LA RIBERA | Hydro Run of River | MERCHANT | 100% | Global | 70% | In operation | 2.946 | 2.946 | 2.062
Rest of Europe | SPAIN | LOGRONO | Hydro Run of River | MERCHANT | 100% | Global | 70% | In operation | 2.137 | 2.137 | 1.496
Rest of Europe | SPAIN | MENDAVIA | Hydro Run of River | MERCHANT | 100% | Global | 70% | In operation | 3.183 | 3.183 | 2.228
Rest of Europe | SPAIN | MENUZA | Hydro Run of River | MERCHANT | 100% | Global | 63.9% | In operation | 12.256 | 12.256 | 7.832
Rest of Europe | SPAIN | MONASTERIO | Hydro Run of River | MERCHANT | 100% | Global | 70% | In operation | 1.069 | 1.069 | 0.748
Rest of Europe | SPAIN | OLVERA | Hydro Run of River | MERCHANT | 100% | Global | 70% | In operation | 1.931 | 1.931 | 1.352
Rest of Europe | GERMANY | PFREIMD | Hydro Run of River | MERCHANT | 100% | Global | 100% | In operation | 5.1 | 5.1 | 5.1
Rest of Europe | SPAIN | QUINTANA | Hydro Run of River | MERCHANT | 100% | Global | 70% | In operation | 1.069 | 1.069 | 0.748
Rest of Europe | SPAIN | SARDON | Hydro Run of River | MERCHANT | 100% | Global | 70% | In operation | 1.069 | 1.069 | 0.748
Rest of Europe | SPAIN | SASTAGO 1 | Hydro Run of River | MERCHANT | 100% | Global | 63.9% | In operation | 2.035 | 2.035 | 1.3
Rest of Europe | SPAIN | SASTAGO 2 | Hydro Run of River | MERCHANT | 100% | Global | 63.9% | In operation | 15.309 | 15.309 | 9.782
Rest of Europe | SPAIN | SOSSIS | Hydro Run of River | MERCHANT | 100% | Global | 70% | In operation | 2.862 | 2.862 | 2.003
Rest of Europe | SPAIN | TORO | Hydro Run of River | MERCHANT | 100% | Global | 70% | In operation | 3.435 | 3.435 | 2.405
Rest of Europe | SPAIN | TUDELA | Hydro Run of River | MERCHANT | 100% | Global | 70% | In operation | 0.916 | 0.916 | 0.641
Rest of Europe | ITALY | CENTRALE DI MICHELIN | Natural gas | NON MERCHANT | 100% | Global | 100% | In operation | 46.2 | 46.2 | 46.2
Rest of Europe | PORTUGAL | CLIMAESPACO | Natural gas | NON MERCHANT | 100% | Global | 96.36% | In operation | 4.8 | 4.8 | 4.625
Rest of Europe | GERMANY | COFELY DEUTSCHLAND GMBH | Natural gas | NON MERCHANT | 100% | Global | 100% | In operation | 12 | 12 | 12
Rest of Europe | ITALY | COFELY ITALIA | Natural gas | NON MERCHANT | 100% | Global | 100% | In operation | 61.977 | 61.977 | 61.977
Rest of Europe | SLOVAKIA | COFELY SLOVAKIA | Natural gas | NON MERCHANT | 100% | Global | 100% | In operation | 0.849 | 0.849 | 0.849
Rest of Europe | SPAIN | COFELY SPAIN | Natural gas | NON MERCHANT | 100% | Global | 100% | In operation | 14.97 | 14.97 | 14.97
Rest of Europe | HUNGARY | COTHEC KFT. (< 20 MWTH) | Natural gas | NON MERCHANT | 100% | Global | 100% | In operation | 0.232 | 0.232 | 0.232
Rest of Europe | GERMANY | GERA | Natural gas | MERCHANT | 100% | Global | 99.8% | In operation | 40.5 | 40.5 | 40.419
Rest of Europe | GERMANY | GERA | Natural gas | NON MERCHANT | 100% | Global | 100% | In operation | 70 | 70 | 70
Rest of Europe | GERMANY | SAARBRÜCKEN | Natural gas | NON MERCHANT | 100% | Global | 51% | In operation | 127 | 127 | 64.77
Rest of Europe | SPAIN | SOLVAY | Natural gas | NON MERCHANT | 100% | Global | 100% | In operation | 21 | 21 | 21
Rest of Europe | GREECE | VIOTIA | Natural gas | MERCHANT | 50% | Equity | 50% | In operation | 147.762 | 73.881 | 73.881
Rest of Europe | GERMANY | WUPPERTAL | Natural gas | NON MERCHANT | 33.1% | Equity | 33.1% | In operation | 81.482 | 26.971 | 26.971
Rest of Europe | GERMANY | PFREIMD | Other non renewable | MERCHANT | 100% | Global | 100% | Under construction | 10 | 10 | 10
Rest of Europe | GERMANY | WUPPERTAL | Other non renewable | NON MERCHANT | 33.1% | Equity | 33.1% | In operation | 60 | 19.86 | 19.86
Rest of Europe | SPAIN | CAMI BELLMUNT, JUNEDAS 1-10 | Solar | NON MERCHANT | 100% | Global | 70% | In operation | 1.078 | 1.078 | 0.755
Rest of Europe | ITALY | COFELY ITALIA - ENR SOLAIRE | Solar | NON MERCHANT | 100% | Global | 100% | In operation | 4.303 | 4.303 | 4.303
Rest of Europe | CZECH REPUBLIC | DRASOV | Solar | NON MERCHANT | 100% | Global | 57.18% | In operation | 4.6 | 4.6 | 2.63
Rest of Europe | AUSTRIA | ENGIE ENERGIE GMBH | Solar | NON MERCHANT | 100% | Global | 100% | In operation | 1.033 | 1.033 | 1.033
Rest of Europe | SPAIN | JUNEDA 11 | Solar | NON MERCHANT | 100% | Global | 70% | In operation | 0.099 | 0.099 | 0.069
Rest of Europe | SPAIN | JUNEDA 12 | Solar | NON MERCHANT | 100% | Global | 70% | In operation | 0.099 | 0.099 | 0.069
Rest of Europe | POLAND | KLOBUCK | Solar | NON MERCHANT | 100% | Global | 100% | In operation | 0.924 | 0.924 | 0.924
Rest of Europe | POLAND | KLUCZEWSKO | Solar | NON MERCHANT | 100% | Global | 100% | In operation | 0.924 | 0.924 | 0.924
Rest of Europe | POLAND | LUDWINOW | Solar | NON MERCHANT | 100% | Global | 100% | In operation | 0.924 | 0.924 | 0.924
Rest of Europe | POLAND | LUGOWICE | Solar | NON MERCHANT | 100% | Global | 100% | In operation | 0.96 | 0.96 | 0.96
Rest of Europe | POLAND | MNISZEW | Solar | NON MERCHANT | 100% | Global | 100% | In operation | 0.924 | 0.924 | 0.924
Rest of Europe | SPAIN | PALMA DEL RIO | Solar | MERCHANT | 100% | Global | 100% | Under construction | 40.8 | 40.8 | 40.8
Rest of Europe | ITALY | RAMACCA - SICILIA | Solar | MERCHANT | 0% | Not consolidated | 100% | In operation | 4.47 | 0 | 4.47
Rest of Europe | ITALY | SAN BARTOLOMEO - APULIA | Solar | NON MERCHANT | 0% | Not consolidated | 100% | In operation | 0.99 | 0 | 0.99
Rest of Europe | ITALY | SAN PANCRAZIO - PUGLIA | Solar | NON MERCHANT | 0% | Not consolidated | 100% | In operation | 0.835 | 0 | 0.835
Rest of Europe | ITALY | SANT'ANNA - PUGLIA | Solar | NON MERCHANT | 0% | Not consolidated | 100% | In operation | 0.99 | 0 | 0.99
Rest of Europe | POLAND | SREDNIA WIES | Solar | NON MERCHANT | 100% | Global | 100% | In operation | 0.924 | 0.924 | 0.924
Rest of Europe | PORTUGAL | VIANA DO CASTELO | Wind off shore | NON MERCHANT | 25% | Equity | 25% | Under construction | 25.2 | 6.3 | 6.3
Rest of Europe | PORTUGAL | BAIXO ALENTEJO / MERTOLA | Wind on shore | NON MERCHANT | 50% | Equity | 50% | In operation | 43.7 | 21.85 | 21.85
Rest of Europe | ROMANIA | BALENI | Wind on shore | MERCHANT | 100% | Global | 51% | In operation | 50 | 50 | 25.5
Rest of Europe | GERMANY | BISTERSBERG | Wind on shore | NON MERCHANT | 100% | Global | 100% | In operation | 8 | 8 | 8
Rest of Europe | PORTUGAL | BRAVO | Wind on shore | NON MERCHANT | 50% | Equity | 50% | In operation | 16 | 8 | 8
Rest of Europe | ITALY | CAPRACOTTA | Wind on shore | NON MERCHANT | 51% | Equity | 51% | In operation | 9.35 | 4.769 | 4.769
Rest of Europe | PORTUGAL | CARRECO OUTERIO II | Wind on shore | NON MERCHANT | 50% | Equity | 50% | In operation | 13.8 | 6.9 | 6.9
Rest of Europe | POLAND | DABROWICE | Wind on shore | MERCHANT | 100% | Global | 100% | In operation | 35.75 | 35.75 | 35.75
Rest of Europe | PORTUGAL | FAFE | Wind on shore | NON MERCHANT | 50% | Equity | 50% | In operation | 106 | 53 | 53
Rest of Europe | SPAIN | FUENDETODOS | Wind on shore | MOSTLY CONTRACTED | 15% | Equity | 15% | Under construction | 66.08 | 9.913 | 9.913
Rest of Europe | ROMANIA | GEMENELE | Wind on shore | MERCHANT | 100% | Global | 51% | In operation | 47.5 | 47.5 | 24.225
Rest of Europe | ITALY | GIRIFALCO | Wind on shore | NON MERCHANT | 100% | Global | 100% | In operation | 27.5 | 27.5 | 27.5
Rest of Europe | GERMANY | HARTENFELSER KOPF 13 | Wind on shore | NON MERCHANT | 100% | Global | 100% | In operation | 2 | 2 | 2
Rest of Europe | GERMANY | HELMSTADT BAYERN | Wind on shore | NON MERCHANT | 100% | Global | 67.22% | In operation | 12.5 | 12.5 | 8.402
Rest of Europe | GERMANY | HORN | Wind on shore | NON MERCHANT | 100% | Global | 100% | In operation | 8 | 8 | 8
Rest of Europe | POLAND | JARMOLTOWO | Wind on shore | MERCHANT | 100% | Global | 100% | In operation | 20.5 | 20.5 | 20.5
Rest of Europe | GERMANY | KARSTADT BLUTHEN | Wind on shore | NON MERCHANT | 100% | Global | 100% | In operation | 41.6 | 41.6 | 41.6
Rest of Europe | GERMANY | KARSTADT II | Wind on shore | NON MERCHANT | 100% | Global | 100% | In operation | 22 | 22 | 22
Rest of Europe | SPAIN | LA RINCONADA | Wind on shore | MOSTLY CONTRACTED | 42% | Equity | 42% | Under construction | 30 | 12.6 | 12.6
Rest of Europe | SPAIN | LA SARDA | Wind on shore | MOSTLY CONTRACTED | 42% | Equity | 42% | Under construction | 30 | 12.6 | 12.6
Rest of Europe | SPAIN | LOS VIENTOS | Wind on shore | MOSTLY CONTRACTED | 15% | Equity | 15% | Under construction | 251.18 | 37.678 | 37.678
Rest of Europe | GERMANY | LOVENICH | Wind on shore | NON MERCHANT | 100% | Global | 100% | In operation | 10.4 | 10.4 | 10.4
Rest of Europe | GERMANY | MOLAU LEISLAU | Wind on shore | NON MERCHANT | 100% | Global | 100% | In operation | 26.4 | 26.4 | 26.4
Rest of Europe | SPAIN | MONFORTE I | Wind on shore | MOSTLY CONTRACTED | 42% | Equity | 42% | Under construction | 72.2 | 30.324 | 30.324
Rest of Europe | SPAIN | MONLORA | Wind on shore | MOSTLY CONTRACTED | 42% | Equity | 42% | Under construction | 200.1 | 84.042 | 84.042
Rest of Europe | ITALY | MONTE CAVUTI | Wind on shore | NON MERCHANT | 51% | Equity | 51% | In operation | 10.2 | 5.202 | 5.202
Rest of Europe | ITALY | MONTE DELLA DIFESA | Wind on shore | NON MERCHANT | 100% | Global | 100% | In operation | 28.9 | 28.9 | 28.9
Rest of Europe | PORTUGAL | MOSQUEIROS II | Wind on shore | NON MERCHANT | 50% | Equity | 50% | In operation | 24.6 | 12.3 | 12.3
Rest of Europe | PORTUGAL | MOUGEIRAS | Wind on shore | NON MERCHANT | 50% | Equity | 50% | In operation | 8 | 4 | 4
Rest of Europe | PORTUGAL | MOURISCA | Wind on shore | NON MERCHANT | 50% | Equity | 50% | In operation | 38 | 19 | 19
Rest of Europe | PORTUGAL | NAVE | Wind on shore | NON MERCHANT | 50% | Equity | 50% | In operation | 38 | 19 | 19
Rest of Europe | POLAND | PAGOW | Wind on shore | MERCHANT | 100% | Global | 100% | In operation | 51 | 51 | 51
Rest of Europe | GERMANY | PECKELSHEIM | Wind on shore | NON MERCHANT | 100% | Global | 100% | In operation | 6 | 6 | 6
Rest of Europe | ITALY | PIANO DEL CORNALE | Wind on shore | NON MERCHANT | 100% | Global | 100% | In operation | 15.3 | 15.3 | 15.3
Rest of Europe | PORTUGAL | PRADOS | Wind on shore | NON MERCHANT | 50% | Equity | 50% | In operation | 39.1 | 19.55 | 19.55
Rest of Europe | GERMANY | QUERSTEDT | Wind on shore | NON MERCHANT | 100% | Global | 100% | In operation | 13.86 | 13.86 | 13.86
Rest of Europe | NORWAY | RO PPP | Wind on shore | MOSTLY CONTRACTED | 20% | Equity | 20% | Under construction | 208.1 | 41.62 | 41.62
Rest of Europe | GERMANY | ROMERBERG II | Wind on shore | NON MERCHANT | 100% | Global | 100% | In operation | 4 | 4 | 4
Rest of Europe | GERMANY | SCHKORTLEBEN | Wind on shore | NON MERCHANT | 100% | Global | 100% | In operation | 27.6 | 27.6 | 27.6
Rest of Europe | PORTUGAL | SERRA DO RALO | Wind on shore | NON MERCHANT | 50% | Equity | 50% | In operation | 32 | 16 | 16
Rest of Europe | GERMANY | SPESENROTH | Wind on shore | NON MERCHANT | 100% | Global | 100% | In operation | 14 | 14 | 14
Rest of Europe | PORTUGAL | TERRA FRIA | Wind on shore | NON MERCHANT | 50% | Equity | 50% | In operation | 104 | 52 | 52
Rest of Europe | ITALY | TRAPANI SALEMI | Wind on shore | NON MERCHANT | 100% | Global | 100% | In operation | 66.25 | 66.25 | 66.25
Rest of Europe | PORTUGAL | VALE DE ESTRELA | Wind on shore | NON MERCHANT | 50% | Equity | 50% | In operation | 25.3 | 12.65 | 12.65
Rest of Europe | POLAND | WARTKOWO | Wind on shore | MERCHANT | 100% | Global | 100% | In operation | 30.75 | 30.75 | 30.75
Rest of Europe | UNITED KINGDOM | FIRST HYDRO | Hydro Pump storage | MERCHANT | 100% | Global | 75% | In operation | 2088 | 2088 | 1566
Rest of Europe | UNITED KINGDOM | CELE | Natural gas | NON MERCHANT | 100% | Global | 100% | In operation | 10.005 | 10.005 | 10.005
Rest of Europe | UNITED KINGDOM | COFELY DISTRICT ENERGY | Natural gas | NON MERCHANT | 100% | Global | 100% | In operation | 19.588 | 19.588 | 19.588
Rest of Europe | UNITED KINGDOM | COFELY UK | Natural gas | NON MERCHANT | 100% | Global | 100% | In operation | 5.776 | 5.776 | 5.776
Rest of Europe | UNITED KINGDOM | HUMBER ENERGY | Natural gas | NON MERCHANT | 100% | Global | 100% | In operation | 23 | 23 | 23
Rest of Europe | UNITED KINGDOM | LEICESTER CENTER | Natural gas | NON MERCHANT | 100% | Global | 100% | In operation | 4.8 | 4.8 | 4.8
Rest of Europe | UNITED KINGDOM | FIVE OAK GREEN | Solar | PARTIALLY CONTRACTED | 100% | Global | 100% | In operation | 4.994 | 4.994 | 4.994
Rest of Europe | UNITED KINGDOM | MORAY EAST | Wind off shore | NON MERCHANT | 23.3% | Equity | 23.3% | Under construction | 952.5 | 221.933 | 221.933
Rest of Europe | UNITED KINGDOM | BARLOCKHART | Wind on shore | PARTIALLY CONTRACTED | 50% | Equity | 50% | In operation | 8.2 | 4.1 | 4.1
Rest of Europe | UNITED KINGDOM | BLANTYRE | Wind on shore | PARTIALLY CONTRACTED | 50% | Equity | 50% | In operation | 12.3 | 6.15 | 6.15
Rest of Europe | UNITED KINGDOM | CARSINGTON | Wind on shore | PARTIALLY CONTRACTED | 50% | Equity | 50% | In operation | 8.2 | 4.1 | 4.1
Rest of Europe | UNITED KINGDOM | CRAIGENGELT | Wind on shore | PARTIALLY CONTRACTED | 50% | Equity | 50% | In operation | 20 | 10 | 10
Rest of Europe | UNITED KINGDOM | CRIMP | Wind on shore | PARTIALLY CONTRACTED | 50% | Equity | 50% | In operation | 2.4 | 1.2 | 1.2
Rest of Europe | UNITED KINGDOM | FLIMBY | Wind on shore | PARTIALLY CONTRACTED | 50% | Equity | 50% | In operation | 6.15 | 3.075 | 3.075
Rest of Europe | UNITED KINGDOM | HUNTLY | Wind on shore | PARTIALLY CONTRACTED | 50% | Equity | 50% | In operation | 10 | 5 | 5
Rest of Europe | UNITED KINGDOM | SOBER | Wind on shore | PARTIALLY CONTRACTED | 50% | Equity | 50% | In operation | 12.3 | 6.15 | 6.15
USA & Canada | USA | BETHLEHEM POWER STATION | Biomass and biogas | MERCHANT | 100% | Global | 100% | In operation | 16.2 | 16.2 | 16.2
USA & Canada | USA | FITCHBURG POWER STATION | Biomass and biogas | MERCHANT | 100% | Global | 100% | In operation | 17 | 17 | 17
USA & Canada | USA | LINCOLN POWER STATION | Biomass and biogas | NON MERCHANT | 100% | Global | 100% | In operation | 17.6 | 17.6 | 17.6
USA & Canada | USA | MCBAIN POWER STATION | Biomass and biogas | NON MERCHANT | 100% | Global | 100% | In operation | 17.6 | 17.6 | 17.6
USA & Canada | USA | METRO WASTEWATER | Biomass and biogas | NON MERCHANT | 100% | Global | 100% | In operation | 5 | 5 | 5
USA & Canada | USA | RYEGATE POWER STATION | Biomass and biogas | NON MERCHANT | 100% | Global | 66.89% | In operation | 20 | 20 | 13.377
USA & Canada | USA | TAMWORTH POWER STATION | Biomass and biogas | MERCHANT | 100% | Global | 100% | In operation | 20 | 20 | 20
USA & Canada | USA | ASTORIA | Natural gas | MERCHANT | 44.79% | Equity | 44.79% | In operation | 575 | 257.543 | 257.543
USA & Canada | USA | ASTORIA 2 | Natural gas | NON MERCHANT | 27.75% | Equity | 27.75% | In operation | 575 | 159.563 | 159.563
USA & Canada | USA | COLORADO (COORS) | Natural gas | NON MERCHANT | 100% | Global | 100% | In operation | 40.4 | 40.4 | 40.4
USA & Canada | PUERTO RICO | ECOELECTRICA (PR) | Natural gas | NON MERCHANT | 50% | Equity | 35% | In operation | 507 | 253.5 | 177.45
USA & Canada | USA | LONGWOOD SITE | Natural gas | NON MERCHANT | 50% | Equity | 50% | In operation | 100.8 | 50.4 | 50.4
USA & Canada | USA | NASSAU | Natural gas | MERCHANT | 100% | Global | 100% | In operation | 52 | 52 | 52
USA & Canada | USA | OYSTER CREEK (TX) | Natural gas | NON MERCHANT | 50% | Equity | 50% | In operation | 393 | 196.5 | 196.5
USA & Canada | USA | WATERBURY | Natural gas | NON MERCHANT | 100% | Global | 100% | In operation | 95.7 | 95.7 | 95.7
USA & Canada | CANADA | WEST WINDSOR COGENERATION FACILITY | Natural gas | MERCHANT | 100% | Global | 96.08% | In operation | 126.4 | 126.4 | 121.445
USA & Canada | USA | MT TOM | Other non renewable | NON MERCHANT | 100% | Global | 100% | In operation | 3 | 3 | 3
USA & Canada | CANADA | BECKWITH | Solar | NON MERCHANT | 40% | Equity | 40% | In operation | 10 | 4 | 4
USA & Canada | CANADA | BROCKVILLE | Solar | NON MERCHANT | 40% | Equity | 40% | In operation | 10 | 4 | 4
USA & Canada | USA | CALIFORNIA SOLAR | Solar | NON MERCHANT | 100% | Global | 100% | Under construction | 17.506 | 17.506 | 17.506
USA & Canada | USA | CLARKSBURG | Solar | NON MERCHANT | 49.9% | Equity | 49.9% | In operation | 0.99 | 0.494 | 0.494
USA & Canada | USA | FARIHAVEN | Solar | NON MERCHANT | 49.9% | Equity | 49.9% | In operation | 1.592 | 0.794 | 0.794
USA & Canada | USA | GLOCESTER | Solar | NON MERCHANT | 100% | Global | 100% | In operation | 0.25 | 0.25 | 0.25
USA & Canada | USA | GOSHEN | Solar | NON MERCHANT | 49.9% | Equity | 49.9% | In operation | 0.9 | 0.449 | 0.449
USA & Canada | USA | HOLLISTON | Solar | NON MERCHANT | 49.9% | Equity | 49.9% | In operation | 0.99 | 0.494 | 0.494
USA & Canada | USA | HOLMAN | Solar | NON MERCHANT | 100% | Global | 100% | In operation | 52 | 52 | 52
USA & Canada | USA | HOPKINTON | Solar | NON MERCHANT | 100% | Global | 100% | In operation | 0.65 | 0.65 | 0.65
USA & Canada | USA | HUNDERTON | Solar | NON MERCHANT | 100% | Global | 100% | In operation | 1.322 | 1.322 | 1.322
USA & Canada | USA | KINGSTON 1 | Solar | NON MERCHANT | 49.9% | Equity | 49.9% | In operation | 1.496 | 0.746 | 0.746
USA & Canada | USA | LAKEWOOD MUA | Solar | NON MERCHANT | 100% | Global | 100% | In operation | 0.432 | 0.432 | 0.432
USA & Canada | USA | MT TOM | Solar | NON MERCHANT | 100% | Global | 100% | In operation | 4.5 | 4.5 | 4.5
USA & Canada | USA | NORTH ADAMS A | Solar | NON MERCHANT | 49.9% | Equity | 49.9% | In operation | 1.992 | 0.994 | 0.994
USA & Canada | USA | ORANGE | Solar | NON MERCHANT | 49.9% | Equity | 49.9% | In operation | 0.996 | 0.497 | 0.497
USA & Canada | USA | PHILLIPSTON | Solar | NON MERCHANT | 49.9% | Equity | 49.9% | In operation | 0.99 | 0.494 | 0.494
USA & Canada | USA | PLYMPTON | Solar | NON MERCHANT | 49.9% | Equity | 49.9% | In operation | 0.987 | 0.493 | 0.493
USA & Canada | USA | RICHMOND | Solar | NON MERCHANT | 100% | Global | 100% | In operation | 1.05 | 1.05 | 1.05
USA & Canada | USA | SANTA MARIA | Solar | NON MERCHANT | 100% | Global | 100% | In operation | 1.666 | 1.666 | 1.666
USA & Canada | USA | SOCORE | Solar | NON MERCHANT | 100% | Global | 100% | In operation | 132.729 | 132.729 | 132.729
USA & Canada | USA | SOCORE | Solar | NON MERCHANT | 100% | Global | 100% | Under construction | 20.559 | 20.559 | 20.559
USA & Canada | USA | SUTTON | Solar | NON MERCHANT | 49.9% | Equity | 49.9% | In operation | 0.99 | 0.494 | 0.494
USA & Canada | USA | SWANSEA | Solar | NON MERCHANT | 49.9% | Equity | 49.9% | In operation | 0.99 | 0.494 | 0.494
USA & Canada | USA | UXBRIDGE | Solar | NON MERCHANT | 49.9% | Equity | 49.9% | In operation | 0.99 | 0.494 | 0.494
USA & Canada | USA | WAREHAM | Solar | NON MERCHANT | 49.9% | Equity | 49.9% | In operation | 0.995 | 0.497 | 0.497
USA & Canada | USA | WEST BRIDGEWATER | Solar | NON MERCHANT | 49.9% | Equity | 49.9% | In operation | 1.558 | 0.777 | 0.777
USA & Canada | USA | WILLIAMSBURG | Solar | NON MERCHANT | 49.9% | Equity | 49.9% | In operation | 0.99 | 0.494 | 0.494
USA & Canada | CANADA | AIM POWERGEN CORPORATION | Wind on shore | NON MERCHANT | 40% | Equity | 40% | In operation | 39.6 | 15.84 | 15.84
USA & Canada | USA | ANDREWS | Wind on shore | NON MERCHANT | 100% | Global | 100% | Under construction | 160.74 | 160.74 | 160.74
USA & Canada | CANADA | CAPE SCOTT | Wind on shore | NON MERCHANT | 40% | Equity | 40% | In operation | 99 | 39.6 | 39.6
USA & Canada | CANADA | CARIBOU | Wind on shore | NON MERCHANT | 40% | Equity | 40% | In operation | 99 | 39.6 | 39.6
USA & Canada | USA | EAST FORK | Wind on shore | NON MERCHANT | 100% | Global | 100% | Under construction | 195.84 | 195.84 | 195.84
USA & Canada | CANADA | EAST LAKE ST. CLAIR | Wind on shore | NON MERCHANT | 40% | Equity | 40% | In operation | 99 | 39.6 | 39.6
USA & Canada | CANADA | ERIEAU | Wind on shore | NON MERCHANT | 40% | Equity | 40% | In operation | 99 | 39.6 | 39.6
USA & Canada | CANADA | HARROW I-IV | Wind on shore | NON MERCHANT | 40% | Equity | 40% | In operation | 39.6 | 15.84 | 15.84
USA & Canada | USA | LIVE OAK | Wind on shore | NON MERCHANT | 100% | Global | 100% | In operation | 199.5 | 199.5 | 199.5
USA & Canada | CANADA | NORWAY | Wind on shore | NON MERCHANT | 40% | Equity | 40% | In operation | 9 | 3.6 | 3.6
USA & Canada | CANADA | PLATEAU | Wind on shore | NON MERCHANT | 40% | Equity | 40% | In operation | 27 | 10.8 | 10.8
USA & Canada | CANADA | POINTE-AUX-ROCHES | Wind on shore | NON MERCHANT | 40% | Equity | 40% | In operation | 48.6 | 19.44 | 19.44
USA & Canada | USA | SEYMOUR HILLS | Wind on shore | NON MERCHANT | 100% | Global | 100% | In operation | 30.2 | 30.2 | 30.2
USA & Canada | USA | SOLOMON FORKS | Wind on shore | NON MERCHANT | 100% | Global | 100% | Under construction | 276.625 | 276.625 | 276.625
USA & Canada | CANADA | WEST CAPE I-II | Wind on shore | NON MERCHANT | 40% | Equity | 40% | In operation | 99 | 39.6 | 39.6
Overall result | [8 empty] | 108565.23 | 70416.477 | 62084.173